Qasr Rashwan - Lot B _0208 |  | RFQ-00030 | Reham Ashraf | Operation | 2024-05-21 | Sewage and Main Force Networks | Approved | 12.11 - Suleiman Tadrus-Bill No.2: Force Main Pipeline-2.1-a | Inner diameter DN/ID 300 mm | MTR | 3880 | 3880 | 387.06 | 1501792.8 | OTH | بروج للمقاولات العامة والتوريدات | 12.11 - Suleiman Tadrus-Bill No.2: Force Main Pipeline-2.1-a | Inner diameter DN/ID 300 mm | MTR | 3880 | 400 | 1552000 | EGP | OTH
Qasr Rashwan - Lot B _0208 |  | RFQ-00030 | Reham Ashraf | Operation | 2024-05-21 | Sewage and Main Force Networks | Approved | 11.11 - Abd Al Rahman Ibrahim-Bill No.2: Force Main Pipeline-2.1-a | Inner diameter DN/ID 350 mm | MTR | 4140 | 4140 | 487.06 | 2016428.4 | OTH | بروج للمقاولات العامة والتوريدات | 11.11 - Abd Al Rahman Ibrahim-Bill No.2: Force Main Pipeline-2.1-a | Inner diameter DN/ID 350 mm | MTR | 4140 | 500 | 2070000 | EGP | OTH
Qasr Rashwan - Lot B _0208 |  | RFQ-00030 | Reham Ashraf | Operation | 2024-05-21 | Sewage and Main Force Networks | Approved | 15.11 - Al Burm-Bill No. 2: Force Main Pipeline-2.1-a | Inner diameter DN/ID 250 mm | MTR | 2280 | 2280 | 312.06 | 711496.8 | OTH | بروج للمقاولات العامة والتوريدات | 15.11 - Al Burm-Bill No. 2: Force Main Pipeline-2.1-a | Inner diameter DN/ID 250 mm | MTR | 2280 | 325 | 741000 | EGP | OTH
Qasr Rashwan - Lot B _0208 |  | RFQ-00030 | Reham Ashraf | Operation | 2024-05-21 | Sewage and Main Force Networks | Approved | 10.11 - Abd Al Azeem Al Sofy -Bill No.2: Force Main Pipeline-2.1-a | Inner diameter DN/ID 400 mm | MTR | 2440 | 2440 | 587.06 | 1432426.4 | OTH | بروج للمقاولات العامة والتوريدات | 10.11 - Abd Al Azeem Al Sofy -Bill No.2: Force Main Pipeline-2.1-a | Inner diameter DN/ID 400 mm | MTR | 2440 | 550 | 1342000 | EGP | OTH
Qasr Rashwan - Lot B _0208 |  | RFQ-00030 | Reham Ashraf | Operation | 2024-05-21 | Sewage and Main Force Networks | Approved | 10.10 - Abd Al Azeem Al Sofy | Alternative Sewer Networks in which cannot be considered as Re-location of Publice Utilites and Requires Full Transfer of Pipe lines and Chambers to avoid Potential Social damages For illegal existing Networks | MTR | 0 | 0 | 0 | 0 | SC_Apply | بروج للمقاولات العامة والتوريدات | 10.10 - Abd Al Azeem Al Sofy | Alternative Sewer Networks in which cannot be considered as Re-location of Publice Utilites and Requires Full Transfer of Pipe lines and Chambers to avoid Potential Social damages For illegal existing Networks | MTR | 0 | 160 | 0 | EGP | SC_Apply
Qasr Rashwan - Lot B _0208 |  | RFQ-00030 | Reham Ashraf | Operation | 2024-05-21 | Sewage and Main Force Networks | Approved | 11.27 - Iz. Abd Al Rahman Ibrahim | Alternative Sewer Networks in which cannot be considered as Re-location of Publice Utilites and Requires Full Transfer of Pipe lines and Chambers to avoid Potential Social damages For illegal existing Networks | MTR | 0 | 0 | 0 | 0 | SC_Apply | بروج للمقاولات العامة والتوريدات | 11.27 - Iz. Abd Al Rahman Ibrahim | Alternative Sewer Networks in which cannot be considered as Re-location of Publice Utilites and Requires Full Transfer of Pipe lines and Chambers to avoid Potential Social damages For illegal existing Networks | MTR | 0 | 160 | 0 | EGP | SC_Apply
Qasr Rashwan - Lot B _0208 |  | RFQ-00030 | Reham Ashraf | Operation | 2024-05-21 | Sewage and Main Force Networks | Approved | 12.12 - Iz. Suleiman Tadrus | Alternative Sewer Networks in which cannot be considered as Re-location of Publice Utilites and Requires Full Transfer of Pipe lines and Chambers to avoid Potential Social damages For illegal existing Networks | MTR | 0 | 0 | 0 | 0 | SC_Apply | بروج للمقاولات العامة والتوريدات | 12.12 - Iz. Suleiman Tadrus | Alternative Sewer Networks in which cannot be considered as Re-location of Publice Utilites and Requires Full Transfer of Pipe lines and Chambers to avoid Potential Social damages For illegal existing Networks | MTR | 0 | 160 | 0 | EGP | SC_Apply
Qasr Rashwan - Lot B _0208 |  | RFQ-00030 | Reham Ashraf | Operation | 2024-05-21 | Sewage and Main Force Networks | Approved | 13.10 - Salih Shamatah-BILL NO.1: SEWAGE NETWORK-1.2.1-b.4 | Ditto, depth to invert between 3.01 m and 3.50 m | ECH | 23 | 23 | 20311.88 | 467173.24 | OTH | بروج للمقاولات العامة والتوريدات | 13.10 - Salih Shamatah-BILL NO.1: SEWAGE NETWORK-1.2.1-b.4 | Ditto, depth to invert between 3.01 m and 3.50 m | ECH | 23 | 17250 | 396750 | EGP | OTH
Qasr Rashwan - Lot B _0208 |  | RFQ-00030 | Reham Ashraf | Operation | 2024-05-21 | Sewage and Main Force Networks | Approved | 10.10 - Abd Al Azeem Al Sofy -BILL NO.1: SEWAGE NETWORK-1.2.1-b.4 | Ditto, depth to invert between 3.01 m and 3.50 m | ECH | 17 | 17 | 20311.88 | 345301.96 | OTH | بروج للمقاولات العامة والتوريدات | 10.10 - Abd Al Azeem Al Sofy -BILL NO.1: SEWAGE NETWORK-1.2.1-b.4 | Ditto, depth to invert between 3.01 m and 3.50 m | ECH | 17 | 17250 | 293250 | EGP | OTH
Qasr Rashwan - Lot B _0208 |  | RFQ-00030 | Reham Ashraf | Operation | 2024-05-21 | Sewage and Main Force Networks | Approved | 12.10 - Suleiman Tadrus-BILL NO.1: SEWAGE NETWORK-1.2.1-b.5 | Ditto, depth to invert between 3.51 m and 4.00 m | ECH | 34 | 34 | 24337.87 | 827487.58 | OTH | بروج للمقاولات العامة والتوريدات | 12.10 - Suleiman Tadrus-BILL NO.1: SEWAGE NETWORK-1.2.1-b.5 | Ditto, depth to invert between 3.51 m and 4.00 m | ECH | 34 | 20500 | 697000 | EGP | OTH
Qasr Rashwan - Lot B _0208 |  | RFQ-00030 | Reham Ashraf | Operation | 2024-05-21 | Sewage and Main Force Networks | Approved | 11.10 - Abd Al Rahman Ibrahim-BILL NO.1: SEWAGE NETWORK-1.2.1-b.5 | Ditto, depth to invert between 3.51 m and 4.00 m | ECH | 44 | 44 | 24337.87 | 1070866.28 | OTH | بروج للمقاولات العامة والتوريدات | 11.10 - Abd Al Rahman Ibrahim-BILL NO.1: SEWAGE NETWORK-1.2.1-b.5 | Ditto, depth to invert between 3.51 m and 4.00 m | ECH | 44 | 20500 | 902000 | EGP | OTH
Qasr Rashwan - Lot B _0208 |  | RFQ-00030 | Reham Ashraf | Operation | 2024-05-21 | Sewage and Main Force Networks | Approved | 15.10 - Al Burm-BILL NO. 1: SEWAGE NETWORK-1.2.1-b.5 | Ditto, depth to invert between 3.51 m and 4.00 m | ECH | 1 | 1 | 24337.87 | 24337.87 | OTH | بروج للمقاولات العامة والتوريدات | 15.10 - Al Burm-BILL NO. 1: SEWAGE NETWORK-1.2.1-b.5 | Ditto, depth to invert between 3.51 m and 4.00 m | ECH | 1 | 20500 | 20500 | EGP | OTH
Qasr Rashwan - Lot B _0208 |  | RFQ-00030 | Reham Ashraf | Operation | 2024-05-21 | Sewage and Main Force Networks | Approved | 14.10 - Abou Hussein-BILL NO.1 : SEWAGE NETWORK-1.2.1-b.5 | Ditto, depth to invert between 3.51 m and 4.00 m | ECH | 10 | 10 | 24337.87 | 243378.7 | OTH | بروج للمقاولات العامة والتوريدات | 14.10 - Abou Hussein-BILL NO.1 : SEWAGE NETWORK-1.2.1-b.5 | Ditto, depth to invert between 3.51 m and 4.00 m | ECH | 10 | 20500 | 205000 | EGP | OTH
Qasr Rashwan - Lot B _0208 |  | RFQ-00030 | Reham Ashraf | Operation | 2024-05-21 | Sewage and Main Force Networks | Approved | 13.10 - Salih Shamatah-BILL NO.1: SEWAGE NETWORK-1.2.1-b.5 | Ditto, depth to invert between 3.51 m and 4.00 m | ECH | 5 | 5 | 24337.87 | 121689.35 | OTH | بروج للمقاولات العامة والتوريدات | 13.10 - Salih Shamatah-BILL NO.1: SEWAGE NETWORK-1.2.1-b.5 | Ditto, depth to invert between 3.51 m and 4.00 m | ECH | 5 | 20500 | 102500 | EGP | OTH
Qasr Rashwan - Lot B _0208 |  | RFQ-00030 | Reham Ashraf | Operation | 2024-05-21 | Sewage and Main Force Networks | Approved | 11.10 - Abd Al Rahman Ibrahim-BILL NO.1: SEWAGE NETWORK-1.2.1-b.4 | Ditto, depth to invert between 3.01 m and 3.50 m | ECH | 45 | 45 | 20311.88 | 914034.6 | OTH | بروج للمقاولات العامة والتوريدات | 11.10 - Abd Al Rahman Ibrahim-BILL NO.1: SEWAGE NETWORK-1.2.1-b.4 | Ditto, depth to invert between 3.01 m and 3.50 m | ECH | 45 | 17250 | 776250 | EGP | OTH
Abo Shanab El Agamien _0195 |  | RFQ-00079 | Mostafa Shourbagi | MEP (Electro Mechanical) | 2024-07-01 | Ductile Iron Pipes & Puddles | Approved | 1 - Sharaf Al Deen-BILL NO. 1: SEWAGE NETWORK-12-1.5.3-c | Puddle flanged pipe | ECH | 2 | 2 | 13134.95 | 26269.9 | MAT_Raw | GCF | 1 - Sharaf Al Deen-BILL NO. 1: SEWAGE NETWORK-12-1.5.3-c | Puddle flanged pipe | ECH | 2 | 39543 | 79086 | EGP | MAT_Raw
Abo Shanab El Agamien _0195 |  | RFQ-00079 | Mostafa Shourbagi | MEP (Electro Mechanical) | 2024-07-01 | Ductile Iron Pipes & Puddles | Approved | 6 - 6-Huwaydi Village.6-Huwaydi Village-BILL NO. 1: SEWAGE NETWORK-6-1.5.3-c | Puddle flanged pipe | ECH | 2 | 2 | 8675.72 | 17351.44 | MAT_Raw | GCF | 6 - 6-Huwaydi Village.6-Huwaydi Village-BILL NO. 1: SEWAGE NETWORK-6-1.5.3-c | Puddle flanged pipe | ECH | 2 | 25814 | 51628 | EGP | MAT_Raw
Abo Shanab El Agamien _0195 |  | RFQ-00079 | Mostafa Shourbagi | MEP (Electro Mechanical) | 2024-07-01 | Ductile Iron Pipes & Puddles | Approved | 2 - 2- Iz. Kariman Sednaoui.2- Iz. Kariman Sednaoui-BILL NO. 1: SEWAGE NETWORK-6-1.5.3-c | Puddle flanged pipe | ECH | 2 | 2 | 8675.72 | 17351.44 | MAT_Raw | GCF | 2 - 2- Iz. Kariman Sednaoui.2- Iz. Kariman Sednaoui-BILL NO. 1: SEWAGE NETWORK-6-1.5.3-c | Puddle flanged pipe | ECH | 2 | 22987 | 45974 | EGP | MAT_Raw
Abo Shanab El Agamien _0195 |  | RFQ-00079 | Mostafa Shourbagi | MEP (Electro Mechanical) | 2024-07-01 | Ductile Iron Pipes & Puddles | Approved | 5 - 5-Tahawi Village.5-Tahawi Village-BILL NO. 1: SEWAGE NETWORK-6-1.5.3-c | Puddle flanged pipe | MTR | 2 | 2 | 5639.8 | 11279.6 | MAT_Raw | GCF | 5 - 5-Tahawi Village.5-Tahawi Village-BILL NO. 1: SEWAGE NETWORK-6-1.5.3-c | Puddle flanged pipe | MTR | 2 | 15656.5 | 31313 | EGP | MAT_Raw
Abo Shanab El Agamien _0195 |  | RFQ-00079 | Mostafa Shourbagi | MEP (Electro Mechanical) | 2024-07-01 | Ductile Iron Pipes & Puddles | Approved | 4 - 4-Iz. Al Biltaji.4-Iz. Al Biltaji-BILL NO. 1: SEWAGE NETWORK-6-1.5.3-c | Puddle flanged pipe | MTR | 2 | 2 | 5639.8 | 11279.6 | MAT_Raw | GCF | 4 - 4-Iz. Al Biltaji.4-Iz. Al Biltaji-BILL NO. 1: SEWAGE NETWORK-6-1.5.3-c | Puddle flanged pipe | MTR | 2 | 15656.5 | 31313 | EGP | MAT_Raw
Abo Shanab El Agamien _0195 |  | RFQ-00079 | Mostafa Shourbagi | MEP (Electro Mechanical) | 2024-07-01 | Ductile Iron Pipes & Puddles | Approved | 8 - 8-Iz. Abd Al-Qawy Salem & Iz. Z.8-Iz. Abd Al-Qawy Salem & Iz. Zaraby-BILL NO. 1: SEWAGE NETWORK-6-1.5.3-c | Puddle flanged pipe | MTR | 2 | 2 | 5639.8 | 11279.6 | MAT_Raw | GCF | 8 - 8-Iz. Abd Al-Qawy Salem & Iz. Z.8-Iz. Abd Al-Qawy Salem & Iz. Zaraby-BILL NO. 1: SEWAGE NETWORK-6-1.5.3-c | Puddle flanged pipe | MTR | 2 | 15656.5 | 31313 | EGP | MAT_Raw
Abo Shanab El Agamien _0195 |  | RFQ-00079 | Mostafa Shourbagi | MEP (Electro Mechanical) | 2024-07-01 | Ductile Iron Pipes & Puddles | Approved | 7 - 7-Iz. Raslan & Iz. Mokhtar Eiss.7-Iz. Raslan & Iz. Mokhtar Eissa-BILL NO. 1: SEWAGE NETWORK-7-1.5.3-c | Puddle flanged pipe | MTR | 2 | 2 | 4337.86 | 8675.72 | MAT_Raw | GCF | 7 - 7-Iz. Raslan & Iz. Mokhtar Eiss.7-Iz. Raslan & Iz. Mokhtar Eissa-BILL NO. 1: SEWAGE NETWORK-7-1.5.3-c | Puddle flanged pipe | MTR | 2 | 13246 | 26492 | EGP | MAT_Raw
Abo Shanab El Agamien _0195 |  | RFQ-00079 | Mostafa Shourbagi | MEP (Electro Mechanical) | 2024-07-01 | Ductile Iron Pipes & Puddles | Approved | 9 - 9-Iz. Seror.9-Iz. Seror-BILL NO. 1: SEWAGE NETWORK-6-1.5.3-c | Puddle flanged pipe | MTR | 2 | 2 | 4337.86 | 8675.72 | MAT_Raw | GCF | 9 - 9-Iz. Seror.9-Iz. Seror-BILL NO. 1: SEWAGE NETWORK-6-1.5.3-c | Puddle flanged pipe | MTR | 2 | 11038 | 22076 | EGP | MAT_Raw
Abo Shanab El Agamien _0195 |  | RFQ-00079 | Mostafa Shourbagi | MEP (Electro Mechanical) | 2024-07-01 | Ductile Iron Pipes & Puddles | Approved | 9 - 9-Iz. Seror.9-Iz. Seror-Bill No. 2 - Forcemain-11-2.3.3-a | Flange socket with puddle flanged pieces 150mm | ECH | 5 | 4 | 3129.4 | 12517.6 | MAT_Raw | GCF | 9 - 9-Iz. Seror.9-Iz. Seror-Bill No. 2 - Forcemain-11-2.3.3-a | Flange socket with puddle flanged pieces 150mm | ECH | 4 | 6013 | 24052 | EGP | MAT_Raw
Abo Shanab El Agamien _0195 |  | RFQ-00079 | Mostafa Shourbagi | MEP (Electro Mechanical) | 2024-07-01 | Ductile Iron Pipes & Puddles | Approved | 1 - Sharaf Al Deen-BILL NO. 1: SEWAGE NETWORK-12-1.5.2-a | DN 500mm, DI pipe, K9 | ECH | 12 | 4.5 | 3360 | 15120 | MAT_Raw | GCF | 1 - Sharaf Al Deen-BILL NO. 1: SEWAGE NETWORK-12-1.5.2-a | DN 500mm, DI pipe, K9 | ECH | 4.5 | 9288 | 41796 | EGP | MAT_Raw
Abo Shanab El Agamien _0195 |  | RFQ-00079 | Mostafa Shourbagi | MEP (Electro Mechanical) | 2024-07-01 | Ductile Iron Pipes & Puddles | Approved | 2 - 2- Iz. Kariman Sednaoui.2- Iz. Kariman Sednaoui-BILL NO. 1: SEWAGE NETWORK-6-1.5.2-a | DN 400mm, DI pipe, K9 | ECH | 20 | 8 | 2702.5 | 21620 | MAT_Raw | GCF | 2 - 2- Iz. Kariman Sednaoui.2- Iz. Kariman Sednaoui-BILL NO. 1: SEWAGE NETWORK-6-1.5.2-a | DN 400mm, DI pipe, K9 | ECH | 8 | 7086 | 56688 | EGP | MAT_Raw
Abo Shanab El Agamien _0195 |  | RFQ-00079 | Mostafa Shourbagi | MEP (Electro Mechanical) | 2024-07-01 | Ductile Iron Pipes & Puddles | Approved | 8 - 8-Iz. Abd Al-Qawy Salem & Iz. Z.8-Iz. Abd Al-Qawy Salem & Iz. Zaraby-BILL NO. 1: SEWAGE NETWORK-6-1.5.2-a | DN 300mm, DI pipe, K9 | ECH | 19 | 16 | 2070 | 33120 | MAT_Raw | GCF | 8 - 8-Iz. Abd Al-Qawy Salem & Iz. Z.8-Iz. Abd Al-Qawy Salem & Iz. Zaraby-BILL NO. 1: SEWAGE NETWORK-6-1.5.2-a | DN 300mm, DI pipe, K9 | ECH | 16 | 4748.75 | 75980 | EGP | MAT_Raw
Abo Shanab El Agamien _0195 |  | RFQ-00079 | Mostafa Shourbagi | MEP (Electro Mechanical) | 2024-07-01 | Ductile Iron Pipes & Puddles | Approved | 9 - 9-Iz. Seror.9-Iz. Seror-BILL NO. 1: SEWAGE NETWORK-6-1.5.2-a | DN 250mm, DI pipe, K9 | ECH | 16 | 11 | 1569.75 | 17267.25 | MAT_Raw | GCF | 9 - 9-Iz. Seror.9-Iz. Seror-BILL NO. 1: SEWAGE NETWORK-6-1.5.2-a | DN 250mm, DI pipe, K9 | ECH | 11 | 3928 | 43208 | EGP | MAT_Raw
Abo Shanab El Agamien _0195 |  | RFQ-00079 | Mostafa Shourbagi | MEP (Electro Mechanical) | 2024-07-01 | Ductile Iron Pipes & Puddles | Approved | 7 - 7-Iz. Raslan & Iz. Mokhtar Eiss.7-Iz. Raslan & Iz. Mokhtar Eissa-Bill No. 2 - Forcemain-11-2.3.4-a | Dismantling joint 150mm | ECH | 2 | 1 | 1957 | 1957 | MAT_Raw | GCF | 7 - 7-Iz. Raslan & Iz. Mokhtar Eiss.7-Iz. Raslan & Iz. Mokhtar Eissa-Bill No. 2 - Forcemain-11-2.3.4-a | Dismantling joint 150mm | ECH | 1 | 5541 | 5541 | EGP | MAT_Raw
Abo Shanab El Agamien _0195 |  | RFQ-00079 | Mostafa Shourbagi | MEP (Electro Mechanical) | 2024-07-01 | Ductile Iron Pipes & Puddles | Approved | 9 - 9-Iz. Seror.9-Iz. Seror-Bill No. 3.1 - Iz. Seror Main Pumping Station (Mechanical works)-23-3.4.3-b. | Dismantling joint, dia. 150 mm. | ECH | 2 | 1 | 1957 | 1957 | MAT_Raw | GCF | 9 - 9-Iz. Seror.9-Iz. Seror-Bill No. 3.1 - Iz. Seror Main Pumping Station (Mechanical works)-23-3.4.3-b. | Dismantling joint, dia. 150 mm. | ECH | 1 | 5541 | 5541 | EGP | MAT_Raw
Abo Shanab El Agamien _0195 |  | RFQ-00079 | Mostafa Shourbagi | MEP (Electro Mechanical) | 2024-07-01 | Ductile Iron Pipes & Puddles | Approved | 4 - 4-Iz. Al Biltaji.4-Iz. Al Biltaji-Bill No.3.4 - Iz. Al Biltaji Pump Station (Mechanical works)-21-3.4.4-b. | Dismantling joint, dia. 200 mm. | ECH | 2 | 1 | 2652 | 2652 | MAT_Raw | GCF | 4 - 4-Iz. Al Biltaji.4-Iz. Al Biltaji-Bill No.3.4 - Iz. Al Biltaji Pump Station (Mechanical works)-21-3.4.4-b. | Dismantling joint, dia. 200 mm. | ECH | 1 | 6520 | 6520 | EGP | MAT_Raw
Abo Shanab El Agamien _0195 |  | RFQ-00079 | Mostafa Shourbagi | MEP (Electro Mechanical) | 2024-07-01 | Ductile Iron Pipes & Puddles | Approved | 5 - 5-Tahawi Village.5-Tahawi Village-Bill No. 3.1 - Tahawi Village Main Pumping Station (Mechanical works)-19-3.4.4-b. | Dismantling joint, dia. 200 mm. | ECH | 2 | 1 | 2652 | 2652 | MAT_Raw | GCF | 5 - 5-Tahawi Village.5-Tahawi Village-Bill No. 3.1 - Tahawi Village Main Pumping Station (Mechanical works)-19-3.4.4-b. | Dismantling joint, dia. 200 mm. | ECH | 1 | 6520 | 6520 | EGP | MAT_Raw
Abo Shanab El Agamien _0195 |  | RFQ-00079 | Mostafa Shourbagi | MEP (Electro Mechanical) | 2024-07-01 | Ductile Iron Pipes & Puddles | Approved | 8 - 8-Iz. Abd Al-Qawy Salem & Iz. Z.8-Iz. Abd Al-Qawy Salem & Iz. Zaraby-Bill No. 3.1 - Iz. Abd Al-Qawy & Iz. Zaraby Salem Main Pumping Station (Mechanical works)-20-3.4.3-b. | Dismantling joint, dia. 200 mm. | ECH | 2 | 1 | 2652 | 2652 | MAT_Raw | GCF | 8 - 8-Iz. Abd Al-Qawy Salem & Iz. Z.8-Iz. Abd Al-Qawy Salem & Iz. Zaraby-Bill No. 3.1 - Iz. Abd Al-Qawy & Iz. Zaraby Salem Main Pumping Station (Mechanical works)-20-3.4.3-b. | Dismantling joint, dia. 200 mm. | ECH | 1 | 6520 | 6520 | EGP | MAT_Raw
Damietta Container Terminal-Infra & Bldgs _0216 |  | RFQ-00002 | Eslam Sayed | Procurement | 2024-07-09 | supply , apply steel structure -reefer racks | Approved | 11.20.10 - Building Package - 110_Reefer Racks- 05120 - 2.2.1 - 2.2.5 | Fabrication, Supply & installation of reefer rack structure & Stairs as per drawings and specifications. Profile types: HEA 320, HEA 280, HEA 260, HEA 220 or similar equivalent. Steel type: S 275JR Corrosion protection: As per ISO 12944 Class C5 Painted after Hot dip galvanization Including: fasteners anchor Bolts, HDG Grating, Fixed & movable handrails and all accessories as per drawings and specifications. | ECH | 40 | 40 | 167954.56 | 6718182.4 | SC_Supply/Apply | Al Zamil | 11.20.10 - Building Package - 110_Reefer Racks- 05120 - 2.2.1 - 2.2.5 | Fabrication, Supply & installation of reefer rack structure & Stairs as per drawings and specifications. Profile types: HEA 320, HEA 280, HEA 260, HEA 220 or similar equivalent. Steel type: S 275JR Corrosion protection: As per ISO 12944 Class C5 Painted after Hot dip galvanization Including: fasteners anchor Bolts, HDG Grating, Fixed & movable handrails and all accessories as per drawings and specifications. | ECH | 40 | 4625000 | 185000000 | USD | SC_Supply/Apply
Rabigh PP - Piling Works_K0004 |  | RFQ-00016 | Mohamed Amr | Procurement | 2024-07-10 | RFT (Cut & Bend) | Approved | 10.10.14 - CP-02 Pile-main scope NEW-03 21 00 BCP-0004 | Straight Bar, 12m, Grade 60, ITTEFAQ Black Steel - ASTM A615 - 20mm | TON | 41.26 | 41.26 | 3122.5 | 128834.35 | SC_Apply | Bahra | 10.10.14 - CP-02 Pile-main scope NEW-03 21 00 BCP-0004 | Straight Bar, 12m, Grade 60, ITTEFAQ Black Steel - ASTM A615 - 20mm | TON | 41.26 | 2375 | 97992.5 | SAR | SC_Apply
Rabigh PP - Piling Works_K0004 |  | RFQ-00016 | Mohamed Amr | Procurement | 2024-07-10 | RFT (Cut & Bend) | Approved | 10.10.14 - CP-02 Pile-main scope NEW-03 21 00 BCP-0004 | Cut & Bend - Grade 60 - ITTRFAQ Black Steel - ASTM A615 - 16mm | TON | 5.41 | 5.41 | 3122.5 | 16892.73 | SC_Apply | Bahra | 10.10.14 - CP-02 Pile-main scope NEW-03 21 00 BCP-0004 | Cut & Bend - Grade 60 - ITTRFAQ Black Steel - ASTM A615 - 16mm | TON | 5.41 | 2495 | 13497.95 | SAR | SC_Apply
Rabigh PP - Piling Works_K0004 |  | RFQ-00016 | Mohamed Amr | Procurement | 2024-07-10 | RFT (Cut & Bend) | Approved | 10.10.14 - CP-02 Pile-main scope NEW-03 21 00 BCP-0004 | Cut & Bend - Grade 60 - ITTRFAQ Black Steel - ASTM A615 - 20mm | TON | 9.23 | 9.23 | 3122.5 | 28820.68 | SC_Apply | Bahra | 10.10.14 - CP-02 Pile-main scope NEW-03 21 00 BCP-0004 | Cut & Bend - Grade 60 - ITTRFAQ Black Steel - ASTM A615 - 20mm | TON | 9.23 | 2495 | 23028.85 | SAR | SC_Apply
Rabigh PP - Piling Works_K0004 |  | RFQ-00016 | Mohamed Amr | Procurement | 2024-07-10 | RFT (Cut & Bend) | Approved | 10.10.14 - CP-02 Pile-main scope NEW-03 21 00 BCP-0004 | Spiral Shape - Grade 60 - ITTRFAQ Black Steel - ASTM A615 - 10mm | TON | 10.31 | 10.31 | 3122.5 | 32192.98 | SC_Apply | Bahra | 10.10.14 - CP-02 Pile-main scope NEW-03 21 00 BCP-0004 | Spiral Shape - Grade 60 - ITTRFAQ Black Steel - ASTM A615 - 10mm | TON | 10.31 | 2625 | 27063.75 | SAR | SC_Apply
Rabigh PP - Piling Works_K0004 |  | RFQ-00016 | Mohamed Amr | Procurement | 2024-07-10 | RFT (Cut & Bend) | Approved | 10.10.14 - CP-02 Pile-main scope NEW-03 21 00 BCP-0004 | Ring Shape - Grade 60 - ITTRFAQ Black Steel - ASTM A615 - 16mm | TON | 3.49 | 3.49 | 3122.5 | 10897.53 | SC_Apply | Bahra | 10.10.14 - CP-02 Pile-main scope NEW-03 21 00 BCP-0004 | Ring Shape - Grade 60 - ITTRFAQ Black Steel - ASTM A615 - 16mm | TON | 3.49 | 2525 | 8812.25 | SAR | SC_Apply
Rabigh PP - Piling Works_K0004 |  | RFQ-00016 | Mohamed Amr | Procurement | 2024-07-10 | RFT (Cut & Bend) | Approved | 10.10.14 - CP-02 Pile-main scope NEW-03 21 00 BCP-0004 | Assembly of cages | TON | 69.7 | 69.7 | 0 | 0 | SC_Apply | Bahra | 10.10.14 - CP-02 Pile-main scope NEW-03 21 00 BCP-0004 | Assembly of cages | TON | 69.7 | 420 | 29274 | SAR | SC_Apply
Rabigh PP - Piling Works_K0004 |  | RFQ-00016 | Mohamed Amr | Procurement | 2024-07-10 | RFT (Cut & Bend) | Approved | 10.10.14 - CP-02 Pile-main scope NEW-03 21 00 BCP-0004 | Wastage Will Be Charge @ 1,200 SAR/Ton As Buy Back & Will Be The Property Of Bahra Steel Co. - 20mm | TON | 1.09 | 1.09 | 0 | 0 | SC_Apply | Bahra | 10.10.14 - CP-02 Pile-main scope NEW-03 21 00 BCP-0004 | Wastage Will Be Charge @ 1,200 SAR/Ton As Buy Back & Will Be The Property Of Bahra Steel Co. - 20mm | TON | 1.09 | 1200 | 1308 | SAR | SC_Apply
Rabigh PP - Piling Works_K0004 |  | RFQ-00016 | Mohamed Amr | Procurement | 2024-07-10 | RFT (Cut & Bend) | Approved | 10.10.14 - CP-02 Pile-main scope NEW-03 21 00 BCP-0004 | Transportation Cost To Rabigh Project Site | ECH | 14 | 14 | 0 | 0 | SC_Apply | Bahra | 10.10.14 - CP-02 Pile-main scope NEW-03 21 00 BCP-0004 | Transportation Cost To Rabigh Project Site | ECH | 14 | 1200 | 16800 | SAR | SC_Apply
BIOLOGICALS AND BIOSIMILARS MANUFACTURING FACILITY EIPICO 3 _0187 |  | RFQ-00169 | Ahmed Saleh | MEP (Electro Mechanical) | 2024-07-01 | Air Outlets Apply Works | Approved | 10.5 - B02 (Warehouse, Packaging and QC Building)-230713-2.1 | Install Armflex 19 mm thickness sound lining | SQM | 1000 | 1000 | 50 | 50000 | SC_Supply/Apply | عاطف على محمد علي حجازي | 10.5 - B02 (Warehouse, Packaging and QC Building)-230713-2.1 | Install Armflex 19 mm thickness sound lining | SQM | 1000 | 50 | 50000 | EGP | SC_Supply/Apply
BIOLOGICALS AND BIOSIMILARS MANUFACTURING FACILITY EIPICO 3 _0187 |  | RFQ-00169 | Ahmed Saleh | MEP (Electro Mechanical) | 2024-07-01 | Air Outlets Apply Works | Approved | 10.5 - B02 (Warehouse, Packaging and QC Building)-233113-1.1 | Galvanized steel duct work | KGR | 20000 | 20000 | 15 | 300000 | SC_Supply/Apply | عاطف على محمد علي حجازي | 10.5 - B02 (Warehouse, Packaging and QC Building)-233113-1.1 | Galvanized steel duct work | KGR | 20000 | 17.5 | 350000 | EGP | SC_Supply/Apply
BIOLOGICALS AND BIOSIMILARS MANUFACTURING FACILITY EIPICO 3 _0187 |  | RFQ-00169 | Ahmed Saleh | MEP (Electro Mechanical) | 2024-07-01 | Air Outlets Apply Works | Approved | 10.5 - B02 (Warehouse, Packaging and QC Building)-233713-2.1 | SJD (Supply jet diffuser) Ø350 No of elements 2 | ECH | 7 | 7 | 500 | 3500 | SC_Supply/Apply | عاطف على محمد علي حجازي | 10.5 - B02 (Warehouse, Packaging and QC Building)-233713-2.1 | SJD (Supply jet diffuser) Ø350 No of elements 2 | ECH | 7 | 250 | 1750 | EGP | SC_Supply/Apply
BIOLOGICALS AND BIOSIMILARS MANUFACTURING FACILITY EIPICO 3 _0187 |  | RFQ-00169 | Ahmed Saleh | MEP (Electro Mechanical) | 2024-07-01 | Air Outlets Apply Works | Approved | 10.5 - B02 (Warehouse, Packaging and QC Building)-233713-2.1 | SCD (Supply ceiling diffuser) 600x600 Neck size Ø350 | ECH | 7 | 7 | 250 | 1750 | SC_Supply/Apply | عاطف على محمد علي حجازي | 10.5 - B02 (Warehouse, Packaging and QC Building)-233713-2.1 | SCD (Supply ceiling diffuser) 600x600 Neck size Ø350 | ECH | 7 | 250 | 1750 | EGP | SC_Supply/Apply
BIOLOGICALS AND BIOSIMILARS MANUFACTURING FACILITY EIPICO 3 _0187 |  | RFQ-00169 | Ahmed Saleh | MEP (Electro Mechanical) | 2024-07-01 | Air Outlets Apply Works | Approved | 10.5 - B02 (Warehouse, Packaging and QC Building)-233713-2.1 | SCD (Supply ceiling diffuser) 600x600 Neck size Ø250 | ECH | 20 | 20 | 250 | 5000 | SC_Supply/Apply | عاطف على محمد علي حجازي | 10.5 - B02 (Warehouse, Packaging and QC Building)-233713-2.1 | SCD (Supply ceiling diffuser) 600x600 Neck size Ø250 | ECH | 20 | 250 | 5000 | EGP | SC_Supply/Apply
BIOLOGICALS AND BIOSIMILARS MANUFACTURING FACILITY EIPICO 3 _0187 |  | RFQ-00169 | Ahmed Saleh | MEP (Electro Mechanical) | 2024-07-01 | Air Outlets Apply Works | Approved | 10.5 - B02 (Warehouse, Packaging and QC Building)-233713-2.1 | SCD (Supply ceiling diffuser) 600x600 Neck size Ø400 | ECH | 6 | 6 | 250 | 1500 | SC_Supply/Apply | عاطف على محمد علي حجازي | 10.5 - B02 (Warehouse, Packaging and QC Building)-233713-2.1 | SCD (Supply ceiling diffuser) 600x600 Neck size Ø400 | ECH | 6 | 250 | 1500 | EGP | SC_Supply/Apply
BIOLOGICALS AND BIOSIMILARS MANUFACTURING FACILITY EIPICO 3 _0187 |  | RFQ-00169 | Ahmed Saleh | MEP (Electro Mechanical) | 2024-07-01 | Air Outlets Apply Works | Approved | 10.5 - B02 (Warehouse, Packaging and QC Building)-233713-2.1 | SCD (Supply ceiling diffuser) 600x600 Neck size Ø300 | ECH | 22 | 22 | 250 | 5500 | SC_Supply/Apply | عاطف على محمد علي حجازي | 10.5 - B02 (Warehouse, Packaging and QC Building)-233713-2.1 | SCD (Supply ceiling diffuser) 600x600 Neck size Ø300 | ECH | 22 | 250 | 5500 | EGP | SC_Supply/Apply
BIOLOGICALS AND BIOSIMILARS MANUFACTURING FACILITY EIPICO 3 _0187 |  | RFQ-00169 | Ahmed Saleh | MEP (Electro Mechanical) | 2024-07-01 | Air Outlets Apply Works | Approved | 10.5 - B02 (Warehouse, Packaging and QC Building)-233713-2.1 | SCD (Supply ceiling diffuser) 600x600 Neck size Ø150 | ECH | 5 | 5 | 250 | 1250 | SC_Supply/Apply | عاطف على محمد علي حجازي | 10.5 - B02 (Warehouse, Packaging and QC Building)-233713-2.1 | SCD (Supply ceiling diffuser) 600x600 Neck size Ø150 | ECH | 5 | 250 | 1250 | EGP | SC_Supply/Apply
BIOLOGICALS AND BIOSIMILARS MANUFACTURING FACILITY EIPICO 3 _0187 |  | RFQ-00169 | Ahmed Saleh | MEP (Electro Mechanical) | 2024-07-01 | Air Outlets Apply Works | Approved | 10.5 - B02 (Warehouse, Packaging and QC Building)-233713-2.1 | SCD (Supply ceiling diffuser) 600x600 Neck size Ø200 | ECH | 12 | 12 | 250 | 3000 | SC_Supply/Apply | عاطف على محمد علي حجازي | 10.5 - B02 (Warehouse, Packaging and QC Building)-233713-2.1 | SCD (Supply ceiling diffuser) 600x600 Neck size Ø200 | ECH | 12 | 250 | 3000 | EGP | SC_Supply/Apply
BIOLOGICALS AND BIOSIMILARS MANUFACTURING FACILITY EIPICO 3 _0187 |  | RFQ-00169 | Ahmed Saleh | MEP (Electro Mechanical) | 2024-07-01 | Air Outlets Apply Works | Approved | 10.5 - B02 (Warehouse, Packaging and QC Building)-233713-2.1 | SSCD (Square Supply ceiling diffuser) 600x600 Neck size Ø250 | ECH | 2 | 2 | 250 | 500 | SC_Supply/Apply | عاطف على محمد علي حجازي | 10.5 - B02 (Warehouse, Packaging and QC Building)-233713-2.1 | SSCD (Square Supply ceiling diffuser) 600x600 Neck size Ø250 | ECH | 2 | 250 | 500 | EGP | SC_Supply/Apply
BIOLOGICALS AND BIOSIMILARS MANUFACTURING FACILITY EIPICO 3 _0187 |  | RFQ-00169 | Ahmed Saleh | MEP (Electro Mechanical) | 2024-07-01 | Air Outlets Apply Works | Approved | 10.5 - B02 (Warehouse, Packaging and QC Building)-233713-2.1 | SG (Supply grill) 500x150 | ECH | 1 | 1 | 250 | 250 | SC_Supply/Apply | عاطف على محمد علي حجازي | 10.5 - B02 (Warehouse, Packaging and QC Building)-233713-2.1 | SG (Supply grill) 500x150 | ECH | 1 | 250 | 250 | EGP | SC_Supply/Apply
BIOLOGICALS AND BIOSIMILARS MANUFACTURING FACILITY EIPICO 3 _0187 |  | RFQ-00169 | Ahmed Saleh | MEP (Electro Mechanical) | 2024-07-01 | Air Outlets Apply Works | Approved | 10.5 - B02 (Warehouse, Packaging and QC Building)-233713-2.1 | SG (Supply grill) 600x300 | ECH | 1 | 1 | 250 | 250 | SC_Supply/Apply | عاطف على محمد علي حجازي | 10.5 - B02 (Warehouse, Packaging and QC Building)-233713-2.1 | SG (Supply grill) 600x300 | ECH | 1 | 250 | 250 | EGP | SC_Supply/Apply
BIOLOGICALS AND BIOSIMILARS MANUFACTURING FACILITY EIPICO 3 _0187 |  | RFQ-00169 | Ahmed Saleh | MEP (Electro Mechanical) | 2024-07-01 | Air Outlets Apply Works | Approved | 10.5 - B02 (Warehouse, Packaging and QC Building)-233713-2.1 | SG (Supply grill) 600x250 | ECH | 2 | 2 | 250 | 500 | SC_Supply/Apply | عاطف على محمد علي حجازي | 10.5 - B02 (Warehouse, Packaging and QC Building)-233713-2.1 | SG (Supply grill) 600x250 | ECH | 2 | 250 | 500 | EGP | SC_Supply/Apply
BIOLOGICALS AND BIOSIMILARS MANUFACTURING FACILITY EIPICO 3 _0187 |  | RFQ-00169 | Ahmed Saleh | MEP (Electro Mechanical) | 2024-07-01 | Air Outlets Apply Works | Approved | 10.5 - B02 (Warehouse, Packaging and QC Building)-233713-2.1 | SG (Supply grill) 450x400 | ECH | 1 | 1 | 250 | 250 | SC_Supply/Apply | عاطف على محمد علي حجازي | 10.5 - B02 (Warehouse, Packaging and QC Building)-233713-2.1 | SG (Supply grill) 450x400 | ECH | 1 | 250 | 250 | EGP | SC_Supply/Apply
BIOLOGICALS AND BIOSIMILARS MANUFACTURING FACILITY EIPICO 3 _0187 |  | RFQ-00169 | Ahmed Saleh | MEP (Electro Mechanical) | 2024-07-01 | Air Outlets Apply Works | Approved | 10.5 - B02 (Warehouse, Packaging and QC Building)-233713-2.1 | SRCD (Square Return ceiling diffuser) 600x600 Neck size Ø250 | ECH | 2 | 2 | 250 | 500 | SC_Supply/Apply | عاطف على محمد علي حجازي | 10.5 - B02 (Warehouse, Packaging and QC Building)-233713-2.1 | SRCD (Square Return ceiling diffuser) 600x600 Neck size Ø250 | ECH | 2 | 300 | 600 | EGP | SC_Supply/Apply
BIOLOGICALS AND BIOSIMILARS MANUFACTURING FACILITY EIPICO 3 _0187 |  | RFQ-00169 | Ahmed Saleh | MEP (Electro Mechanical) | 2024-07-01 | Air Outlets Apply Works | Approved | 10.5 - B02 (Warehouse, Packaging and QC Building)-233713-2.1 | P.RG (Return grill) 400x1250 | ECH | 1 | 1 | 250 | 250 | SC_Supply/Apply | عاطف على محمد علي حجازي | 10.5 - B02 (Warehouse, Packaging and QC Building)-233713-2.1 | P.RG (Return grill) 400x1250 | ECH | 1 | 300 | 300 | EGP | SC_Supply/Apply
BIOLOGICALS AND BIOSIMILARS MANUFACTURING FACILITY EIPICO 3 _0187 |  | RFQ-00169 | Ahmed Saleh | MEP (Electro Mechanical) | 2024-07-01 | Air Outlets Apply Works | Approved | 10.5 - B02 (Warehouse, Packaging and QC Building)-233713-2.1 | P.RG (Return grill) 550x1150 | ECH | 3 | 3 | 250 | 750 | SC_Supply/Apply | عاطف على محمد علي حجازي | 10.5 - B02 (Warehouse, Packaging and QC Building)-233713-2.1 | P.RG (Return grill) 550x1150 | ECH | 3 | 250 | 750 | EGP | SC_Supply/Apply
BIOLOGICALS AND BIOSIMILARS MANUFACTURING FACILITY EIPICO 3 _0187 |  | RFQ-00169 | Ahmed Saleh | MEP (Electro Mechanical) | 2024-07-01 | Air Outlets Apply Works | Approved | 10.5 - B02 (Warehouse, Packaging and QC Building)-233713-2.1 | P.RG (Return grill) 300x1200 | ECH | 1 | 1 | 250 | 250 | SC_Supply/Apply | عاطف على محمد علي حجازي | 10.5 - B02 (Warehouse, Packaging and QC Building)-233713-2.1 | P.RG (Return grill) 300x1200 | ECH | 1 | 250 | 250 | EGP | SC_Supply/Apply
BIOLOGICALS AND BIOSIMILARS MANUFACTURING FACILITY EIPICO 3 _0187 |  | RFQ-00169 | Ahmed Saleh | MEP (Electro Mechanical) | 2024-07-01 | Air Outlets Apply Works | Approved | 10.5 - B02 (Warehouse, Packaging and QC Building)-233713-2.1 | P.RG (Return grill) 300x300 | ECH | 1 | 1 | 250 | 250 | SC_Supply/Apply | عاطف على محمد علي حجازي | 10.5 - B02 (Warehouse, Packaging and QC Building)-233713-2.1 | P.RG (Return grill) 300x300 | ECH | 1 | 250 | 250 | EGP | SC_Supply/Apply
BIOLOGICALS AND BIOSIMILARS MANUFACTURING FACILITY EIPICO 3 _0187 |  | RFQ-00169 | Ahmed Saleh | MEP (Electro Mechanical) | 2024-07-01 | Air Outlets Apply Works | Approved | 10.5 - B02 (Warehouse, Packaging and QC Building)-233713-2.1 | P.RG (Return grill) 450x900 | ECH | 3 | 3 | 250 | 750 | SC_Supply/Apply | عاطف على محمد علي حجازي | 10.5 - B02 (Warehouse, Packaging and QC Building)-233713-2.1 | P.RG (Return grill) 450x900 | ECH | 3 | 250 | 750 | EGP | SC_Supply/Apply
BIOLOGICALS AND BIOSIMILARS MANUFACTURING FACILITY EIPICO 3 _0187 |  | RFQ-00169 | Ahmed Saleh | MEP (Electro Mechanical) | 2024-07-01 | Air Outlets Apply Works | Approved | 10.5 - B02 (Warehouse, Packaging and QC Building)-233713-2.1 | RG (Return grill) 350x350 | ECH | 2 | 2 | 250 | 500 | SC_Supply/Apply | عاطف على محمد علي حجازي | 10.5 - B02 (Warehouse, Packaging and QC Building)-233713-2.1 | RG (Return grill) 350x350 | ECH | 2 | 250 | 500 | EGP | SC_Supply/Apply
BIOLOGICALS AND BIOSIMILARS MANUFACTURING FACILITY EIPICO 3 _0187 |  | RFQ-00169 | Ahmed Saleh | MEP (Electro Mechanical) | 2024-07-01 | Air Outlets Apply Works | Approved | 10.5 - B02 (Warehouse, Packaging and QC Building)-233713-2.1 | RG (Return grill) 600x250 | ECH | 2 | 2 | 250 | 500 | SC_Supply/Apply | عاطف على محمد علي حجازي | 10.5 - B02 (Warehouse, Packaging and QC Building)-233713-2.1 | RG (Return grill) 600x250 | ECH | 2 | 250 | 500 | EGP | SC_Supply/Apply
BIOLOGICALS AND BIOSIMILARS MANUFACTURING FACILITY EIPICO 3 _0187 |  | RFQ-00169 | Ahmed Saleh | MEP (Electro Mechanical) | 2024-07-01 | Air Outlets Apply Works | Approved | 10.5 - B02 (Warehouse, Packaging and QC Building)-233713-2.1 | RG (Return grill) 500x150 | ECH | 1 | 1 | 250 | 250 | SC_Supply/Apply | عاطف على محمد علي حجازي | 10.5 - B02 (Warehouse, Packaging and QC Building)-233713-2.1 | RG (Return grill) 500x150 | ECH | 1 | 250 | 250 | EGP | SC_Supply/Apply
BIOLOGICALS AND BIOSIMILARS MANUFACTURING FACILITY EIPICO 3 _0187 |  | RFQ-00169 | Ahmed Saleh | MEP (Electro Mechanical) | 2024-07-01 | Air Outlets Apply Works | Approved | 10.5 - B02 (Warehouse, Packaging and QC Building)-233713-2.1 | RG (Return grill) 200x150 | ECH | 1 | 1 | 250 | 250 | SC_Supply/Apply | عاطف على محمد علي حجازي | 10.5 - B02 (Warehouse, Packaging and QC Building)-233713-2.1 | RG (Return grill) 200x150 | ECH | 1 | 250 | 250 | EGP | SC_Supply/Apply
BIOLOGICALS AND BIOSIMILARS MANUFACTURING FACILITY EIPICO 3 _0187 |  | RFQ-00169 | Ahmed Saleh | MEP (Electro Mechanical) | 2024-07-01 | Air Outlets Apply Works | Approved | 10.5 - B02 (Warehouse, Packaging and QC Building)-233713-2.1 | RG (Return grill) 450x400 | ECH | 1 | 1 | 250 | 250 | SC_Supply/Apply | عاطف على محمد علي حجازي | 10.5 - B02 (Warehouse, Packaging and QC Building)-233713-2.1 | RG (Return grill) 450x400 | ECH | 1 | 250 | 250 | EGP | SC_Supply/Apply
BIOLOGICALS AND BIOSIMILARS MANUFACTURING FACILITY EIPICO 3 _0187 |  | RFQ-00169 | Ahmed Saleh | MEP (Electro Mechanical) | 2024-07-01 | Air Outlets Apply Works | Approved | 10.5 - B02 (Warehouse, Packaging and QC Building)-233713-2.1 | P.RG (Return grill) 450x450 | ECH | 1 | 1 | 250 | 250 | SC_Supply/Apply | عاطف على محمد علي حجازي | 10.5 - B02 (Warehouse, Packaging and QC Building)-233713-2.1 | P.RG (Return grill) 450x450 | ECH | 1 | 250 | 250 | EGP | SC_Supply/Apply
BIOLOGICALS AND BIOSIMILARS MANUFACTURING FACILITY EIPICO 3 _0187 |  | RFQ-00169 | Ahmed Saleh | MEP (Electro Mechanical) | 2024-07-01 | Air Outlets Apply Works | Approved | 10.5 - B02 (Warehouse, Packaging and QC Building)-233713-2.1 | P.RG (Return grill) 450x150 | ECH | 3 | 3 | 250 | 750 | SC_Supply/Apply | عاطف على محمد علي حجازي | 10.5 - B02 (Warehouse, Packaging and QC Building)-233713-2.1 | P.RG (Return grill) 450x150 | ECH | 3 | 250 | 750 | EGP | SC_Supply/Apply
BIOLOGICALS AND BIOSIMILARS MANUFACTURING FACILITY EIPICO 3 _0187 |  | RFQ-00169 | Ahmed Saleh | MEP (Electro Mechanical) | 2024-07-01 | Air Outlets Apply Works | Approved | 10.5 - B02 (Warehouse, Packaging and QC Building)-233713-2.1 | P.RG (Return grill) 350x350 | ECH | 2 | 2 | 250 | 500 | SC_Supply/Apply | عاطف على محمد علي حجازي | 10.5 - B02 (Warehouse, Packaging and QC Building)-233713-2.1 | P.RG (Return grill) 350x350 | ECH | 2 | 250 | 500 | EGP | SC_Supply/Apply
BIOLOGICALS AND BIOSIMILARS MANUFACTURING FACILITY EIPICO 3 _0187 |  | RFQ-00169 | Ahmed Saleh | MEP (Electro Mechanical) | 2024-07-01 | Air Outlets Apply Works | Approved | 10.5 - B02 (Warehouse, Packaging and QC Building)-233713-2.1 | P.RG (Return grill) 600x350 | ECH | 1 | 1 | 250 | 250 | SC_Supply/Apply | عاطف على محمد علي حجازي | 10.5 - B02 (Warehouse, Packaging and QC Building)-233713-2.1 | P.RG (Return grill) 600x350 | ECH | 1 | 250 | 250 | EGP | SC_Supply/Apply
BIOLOGICALS AND BIOSIMILARS MANUFACTURING FACILITY EIPICO 3 _0187 |  | RFQ-00169 | Ahmed Saleh | MEP (Electro Mechanical) | 2024-07-01 | Air Outlets Apply Works | Approved | 10.5 - B02 (Warehouse, Packaging and QC Building)-233713-2.1 | Install Motorized Fire Smoke Damper | ECH | 25 | 25 | 500 | 12500 | SC_Supply/Apply | عاطف على محمد علي حجازي | 10.5 - B02 (Warehouse, Packaging and QC Building)-233713-2.1 | Install Motorized Fire Smoke Damper | ECH | 25 | 600 | 15000 | EGP | SC_Supply/Apply
BIOLOGICALS AND BIOSIMILARS MANUFACTURING FACILITY EIPICO 3 _0187 |  | RFQ-00169 | Ahmed Saleh | MEP (Electro Mechanical) | 2024-07-01 | Air Outlets Apply Works | Approved | 10.5 - B02 (Warehouse, Packaging and QC Building)-233713-2.1 | Install Volume Damper | ECH | 100 | 100 | 150 | 15000 | SC_Supply/Apply | عاطف على محمد علي حجازي | 10.5 - B02 (Warehouse, Packaging and QC Building)-233713-2.1 | Install Volume Damper | ECH | 100 | 200 | 20000 | EGP | SC_Supply/Apply
BIOLOGICALS AND BIOSIMILARS MANUFACTURING FACILITY EIPICO 3 _0187 |  | RFQ-00169 | Ahmed Saleh | MEP (Electro Mechanical) | 2024-07-01 | Air Outlets Apply Works | Approved | 10.5 - B02 (Warehouse, Packaging and QC Building)-233713-2.1 | Install Fire Damper | ECH | 30 | 30 | 300 | 9000 | SC_Supply/Apply | عاطف على محمد علي حجازي | 10.5 - B02 (Warehouse, Packaging and QC Building)-233713-2.1 | Install Fire Damper | ECH | 30 | 500 | 15000 | EGP | SC_Supply/Apply
BIOLOGICALS AND BIOSIMILARS MANUFACTURING FACILITY EIPICO 3 _0187 |  | RFQ-00169 | Ahmed Saleh | MEP (Electro Mechanical) | 2024-07-01 | Air Outlets Apply Works | Approved | 10.5 - B02 (Warehouse, Packaging and QC Building)-233713-2.1 | تركيب المراوح بالسيزميك | ECH | 30 | 30 | 1500 | 45000 | SC_Supply/Apply | عاطف على محمد علي حجازي | 10.5 - B02 (Warehouse, Packaging and QC Building)-233713-2.1 | تركيب المراوح بالسيزميك | ECH | 30 | 1500 | 45000 | EGP | SC_Supply/Apply
BIOLOGICALS AND BIOSIMILARS MANUFACTURING FACILITY EIPICO 3 _0187 |  | RFQ-00169 | Ahmed Saleh | MEP (Electro Mechanical) | 2024-07-01 | Air Outlets Apply Works | Approved | 10.5 - B02 (Warehouse, Packaging and QC Building)-233713-2.1 | تجيع وحدات مناولة الهواء ( AHU ) وتركيب الرابر | ECH | 14 | 14 | 1250 | 17500 | SC_Supply/Apply | عاطف على محمد علي حجازي | 10.5 - B02 (Warehouse, Packaging and QC Building)-233713-2.1 | تجيع وحدات مناولة الهواء ( AHU ) وتركيب الرابر | ECH | 14 | 1000 | 14000 | EGP | SC_Supply/Apply
Abo Shanab El Agamien _0195 |  | RFQ-00082 | Mostafa Shourbagi | MEP (Electro Mechanical) | 2024-07-10 | Stainless Steel Bolts | Approved | Total | Stainless Steel 316 L Bolts M16 & L=8 cm with a nut and 2 washers each | ECH | 235.2 | 235.2 | 18.84 | 4431.17 | MAT_Misc | اليكس فاسترز | Total | Stainless Steel 316 L Bolts M16 & L=8 cm with a nut and 2 washers each | ECH | 235.2 | 78.92 | 18561.98 | EGP | MAT_Misc
Abo Shanab El Agamien _0195 |  | RFQ-00082 | Mostafa Shourbagi | MEP (Electro Mechanical) | 2024-07-10 | Stainless Steel Bolts | Approved | Total | Stainless Steel 316 L Bolts M20 & L= 8 cm with a nut and 2 washers each | ECH | 1142.4 | 1142.4 | 23.55 | 26903.52 | MAT_Misc | اليكس فاسترز | Total | Stainless Steel 316 L Bolts M20 & L= 8 cm with a nut and 2 washers each | ECH | 1142.4 | 130.4 | 148968.96 | EGP | MAT_Misc
Qasr Rashwan Lot A _0207 |  | RFQ-00042 | Mostafa Shourbagi | MEP (Electro Mechanical) | 2024-07-10 | Galvanized Bolts | Approved | Total | Galvanized Bolts M16 & L=8 cm with a nut and 2 washers each | ECH | 469.2 | 469.2 | 19.52 | 9158.78 | MAT_Misc | Power Trade | Total | Galvanized Bolts M16 & L=8 cm with a nut and 2 washers each | ECH | 469.2 | 15.8 | 7413.36 | EGP | MAT_Misc
Qasr Rashwan Lot A _0207 |  | RFQ-00042 | Mostafa Shourbagi | MEP (Electro Mechanical) | 2024-07-10 | Galvanized Bolts | Approved | Total | Galvanized Bolts M20 & L= 10 cm with a nut and 2 washers each | ECH | 7236.6 | 7236.6 | 24.41 | 176645.41 | MAT_Misc | Power Trade | Total | Galvanized Bolts M20 & L= 10 cm with a nut and 2 washers each | ECH | 7236.6 | 29 | 209861.4 | EGP | MAT_Misc
Qasr Rashwan Lot A _0207 |  | RFQ-00042 | Mostafa Shourbagi | MEP (Electro Mechanical) | 2024-07-10 | Galvanized Bolts | Approved | Total | Galvanized Bolts M24 & L=12 cm with a nut and 2 washers each | ECH | 162 | 162 | 29.29 | 4744.98 | MAT_Misc | Power Trade | Total | Galvanized Bolts M24 & L=12 cm with a nut and 2 washers each | ECH | 162 | 51 | 8262 | EGP | MAT_Misc
Qasr Rashwan Lot A _0207 |  | RFQ-00042 | Mostafa Shourbagi | MEP (Electro Mechanical) | 2024-07-10 | Galvanized Bolts | Approved | Total | Galvanized Bolts M27 & L=14 cm with a nut and 2 washers each | ECH | 87 | 87 | 32.95 | 2866.65 | MAT_Misc | Power Trade | Total | Galvanized Bolts M27 & L=14 cm with a nut and 2 washers each | ECH | 87 | 80 | 6960 | EGP | MAT_Misc
Qasr Rashwan Lot A _0207 |  | RFQ-00042 | Mostafa Shourbagi | MEP (Electro Mechanical) | 2024-07-10 | Galvanized Bolts | Approved | Total | Galvanized Bolts M20 & L=12 cm with a nut and 2 washers each | ECH | 777.44 | 777.44 | 24.41 | 18977.31 | MAT_Misc | Power Trade | Total | Galvanized Bolts M20 & L=12 cm with a nut and 2 washers each | ECH | 777.44 | 31.15 | 24217.26 | EGP | MAT_Misc
Qasr Rashwan Lot A _0207 |  | RFQ-00042 | Mostafa Shourbagi | MEP (Electro Mechanical) | 2024-07-10 | Galvanized Bolts | Approved | Total | Galvanized Bolts M20 & L=14 cm with a nut and 2 washers each | ECH | 614.4 | 614.4 | 24.41 | 14997.5 | MAT_Misc | Power Trade | Total | Galvanized Bolts M20 & L=14 cm with a nut and 2 washers each | ECH | 614.4 | 35.25 | 21657.6 | EGP | MAT_Misc
Qasr Rashwan Lot A _0207 |  | RFQ-00042 | Mostafa Shourbagi | MEP (Electro Mechanical) | 2024-07-10 | Galvanized Bolts | Approved | Total | Galvanized Bolts M24 & L=14 cm with a nut and 2 washers each | ECH | 0 | 0 | 0 | 0 | MAT_Misc | Power Trade | Total | Galvanized Bolts M24 & L=14 cm with a nut and 2 washers each | ECH | 0 | 0 | 0 | EGP | MAT_Misc
Qasr Rashwan - Lot B _0208 |  | RFQ-00039 | Mostafa Shourbagi | MEP (Electro Mechanical) | 2024-07-10 | Galvanized Bolts | Approved | Total | Galvanized Bolts M16 & L=8 cm with a nut and 2 washers each | ECH | 570 | 570 | 20.09 | 11451.3 | MAT_Misc | Power Trade | Total | Galvanized Bolts M16 & L=8 cm with a nut and 2 washers each | ECH | 570 | 15.8 | 9006 | EGP | MAT_Misc
Qasr Rashwan - Lot B _0208 |  | RFQ-00039 | Mostafa Shourbagi | MEP (Electro Mechanical) | 2024-07-10 | Galvanized Bolts | Approved | Total | Galvanized Bolts M20 & L= 10 cm with a nut and 2 washers each | ECH | 8000 | 8000 | 25.12 | 200960 | MAT_Misc | Power Trade | Total | Galvanized Bolts M20 & L= 10 cm with a nut and 2 washers each | ECH | 8000 | 29 | 232000 | EGP | MAT_Misc
Qasr Rashwan - Lot B _0208 |  | RFQ-00039 | Mostafa Shourbagi | MEP (Electro Mechanical) | 2024-07-10 | Galvanized Bolts | Approved | Total | Galvanized Bolts M24 & L=12 cm with a nut and 2 washers each | ECH | 1656 | 1656 | 30.14 | 49911.84 | MAT_Misc | Power Trade | Total | Galvanized Bolts M24 & L=12 cm with a nut and 2 washers each | ECH | 1656 | 51 | 84456 | EGP | MAT_Misc
Qasr Rashwan - Lot B _0208 |  | RFQ-00039 | Mostafa Shourbagi | MEP (Electro Mechanical) | 2024-07-10 | Galvanized Bolts | Approved | Total | Galvanized Bolts M27 & L=14 cm with a nut and 2 washers each | ECH | 104 | 104 | 33.91 | 3526.64 | MAT_Misc | Power Trade | Total | Galvanized Bolts M27 & L=14 cm with a nut and 2 washers each | ECH | 104 | 80 | 8320 | EGP | MAT_Misc
Qasr Rashwan - Lot B _0208 |  | RFQ-00039 | Mostafa Shourbagi | MEP (Electro Mechanical) | 2024-07-10 | Galvanized Bolts | Approved | Total | Galvanized Bolts M20 & L=12 cm with a nut and 2 washers each | ECH | 877 | 877 | 25.12 | 22030.24 | MAT_Misc | Power Trade | Total | Galvanized Bolts M20 & L=12 cm with a nut and 2 washers each | ECH | 877 | 31.15 | 27318.55 | EGP | MAT_Misc
Qasr Rashwan - Lot B _0208 |  | RFQ-00039 | Mostafa Shourbagi | MEP (Electro Mechanical) | 2024-07-10 | Galvanized Bolts | Approved | Total | Galvanized Bolts M20 & L=14 cm with a nut and 2 washers each | ECH | 557 | 557 | 25.12 | 13991.84 | MAT_Misc | Power Trade | Total | Galvanized Bolts M20 & L=14 cm with a nut and 2 washers each | ECH | 557 | 35.25 | 19634.25 | EGP | MAT_Misc
Qasr Rashwan - Lot B _0208 |  | RFQ-00039 | Mostafa Shourbagi | MEP (Electro Mechanical) | 2024-07-10 | Galvanized Bolts | Approved | Total | Galvanized Bolts M24 & L=14 cm with a nut and 2 washers each | ECH | 389 | 389 | 30.14 | 11724.46 | MAT_Misc | Power Trade | Total | Galvanized Bolts M24 & L=14 cm with a nut and 2 washers each | ECH | 389 | 60 | 23340 | EGP | MAT_Misc
ORA ZED-Ph 2-Pkgs A&D |  | RFQ-00040 | Mostafa Shourbagi | MEP (Electro Mechanical) | 2024-07-08 | Copper Pipes 3/4" | Approved | HVAC | Copper Refrigerent Pipe 19.05 mm (3/4") Maksal | LM | 75 | 60 | 284.4 | 17064 | MAT_Misc | Techno Sail | HVAC | Copper Refrigerent Pipe 19.05 mm (3/4") Maksal | LM | 60 | 598.5 | 35910 | EGP | MAT_Misc
Katameya Creeks |  | RFQ-00071 | Youssef Abd El Kream | MEP (Electro Mechanical) | 2024-07-10 | UPVC Fittings | Approved | All Buildings | هوايه UPVC مقاس 110 مم رمادى بجوان | ECH | 130 | 20 | 10 | 200 | MAT_Raw | El Maadawy | All Buildings | هوايه UPVC مقاس 110 مم رمادى بجوان | ECH | 20 | 34.91 | 698.2 | EGP | MAT_Raw
Katameya Creeks |  | RFQ-00071 | Youssef Abd El Kream | MEP (Electro Mechanical) | 2024-07-10 | UPVC Fittings | Approved | All Buildings | هوايه UPVC مقاس 75 مم رمادى بجوان | ECH | 230 | 20 | 10 | 200 | MAT_Raw | El Maadawy | All Buildings | هوايه UPVC مقاس 75 مم رمادى بجوان | ECH | 20 | 17.85 | 357 | EGP | MAT_Raw
Katameya Creeks |  | RFQ-00071 | Youssef Abd El Kream | MEP (Electro Mechanical) | 2024-07-10 | UPVC Fittings | Approved | All Buildings | كوع UPVC مقاس 110 مم رمادى بجوان | ECH | 73 | 37 | 33.99 | 1257.63 | MAT_Raw | El Maadawy | All Buildings | كوع UPVC مقاس 110 مم رمادى بجوان | ECH | 37 | 51.21 | 1894.77 | EGP | MAT_Raw
Katameya Creeks |  | RFQ-00071 | Youssef Abd El Kream | MEP (Electro Mechanical) | 2024-07-10 | UPVC Fittings | Approved | All Buildings | هوايه UPVC مقاس 110 مم رمادى بجوان | ECH | 130 | 130 | 10 | 1300 | MAT_Raw | El Maadawy | All Buildings | هوايه UPVC مقاس 110 مم رمادى بجوان | ECH | 130 | 34.91 | 4538.3 | EGP | MAT_Raw
Katameya Creeks |  | RFQ-00071 | Youssef Abd El Kream | MEP (Electro Mechanical) | 2024-07-10 | UPVC Fittings | Approved | All Buildings | هوايه UPVC مقاس 75 مم رمادى بجوان | ECH | 230 | 230 | 10 | 2300 | MAT_Raw | El Maadawy | All Buildings | هوايه UPVC مقاس 75 مم رمادى بجوان | ECH | 230 | 17.85 | 4105.5 | EGP | MAT_Raw
Katameya Creeks |  | RFQ-00071 | Youssef Abd El Kream | MEP (Electro Mechanical) | 2024-07-10 | UPVC Fittings | Approved | All Buildings | كوع UPVC مقاس 110 مم رمادى بجوان | ECH | 73 | 73 | 33.99 | 2481.27 | MAT_Raw | El Maadawy | All Buildings | كوع UPVC مقاس 110 مم رمادى بجوان | ECH | 73 | 51.21 | 3738.33 | EGP | MAT_Raw
Katameya Creeks |  | RFQ-00071 | Youssef Abd El Kream | MEP (Electro Mechanical) | 2024-07-10 | UPVC Fittings | Approved | All Buildings | جلبه UPVC مقاس 75 مم رمادى بجوان | ECH | 500 | 350 | 22.67 | 7934.5 | SC_Supply | El Maadawy | All Buildings | جلبه UPVC مقاس 75 مم رمادى بجوان | ECH | 350 | 26.51 | 9278.5 | EGP | SC_Supply
Katameya Creeks |  | RFQ-00072 | Youssef Abd El Kream | MEP (Electro Mechanical) | 2024-07-10 | Upright Sprinklers | Approved | All Buildings | Supply of Upright SPK ,½" NPT , K=5.6 ,brass 68°C ST. Response , glass bulb (VK1001 ) UL Listed & FM Approved. | ECH | 330 | 310 | 412.5 | 127875 | SC_Supply/Apply | MK | All Buildings | Supply of Upright SPK ,½" NPT , K=5.6 ,brass 68°C ST. Response , glass bulb (VK1001 ) UL Listed & FM Approved. | ECH | 310 | 320 | 99200 | EGP | SC_Supply/Apply
Katameya Creeks |  | RFQ-00073 | Youssef Abd El Kream | MEP (Electro Mechanical) | 2024-07-10 | EMT Extension Box | Approved | All Buildings | بواط ثماني عالي 3/4" | ECH | 200 | 200 | 10 | 2000 | SC_Supply/Apply | Techno Gulf | All Buildings | بواط ثماني عالي 3/4" | ECH | 200 | 45 | 9000 | EGP | SC_Supply/Apply
Katameya Creeks |  | RFQ-00073 | Youssef Abd El Kream | MEP (Electro Mechanical) | 2024-07-10 | EMT Extension Box | Approved | All Buildings | اكستنشن بواط ثماني 3/4" | ECH | 400 | 400 | 10 | 4000 | SC_Supply/Apply | Techno Gulf | All Buildings | اكستنشن بواط ثماني 3/4" | ECH | 400 | 42 | 16800 | EGP | SC_Supply/Apply
Katameya Creeks |  | RFQ-00074 | Youssef Abd El Kream | MEP (Electro Mechanical) | 2024-07-10 | Flexible Conduit | Approved | All Buildings | خرطوم 20 مم بولي ايثيلين(اللون رمادى) | LM | 2500 | 2500 | 10 | 25000 | SC_Supply/Apply | New Ega | All Buildings | خرطوم 20 مم بولي ايثيلين(اللون رمادى) | LM | 2500 | 9 | 22500 | EGP | SC_Supply/Apply
Rabigh CCPP-Civil _K0006 |  | RFQ-00020 | Mohamed Amr | Procurement | 2024-07-15 | Pile Head Treatment | Approved | 11.14 - Baseline BOQ- Power Block+Balance of Plant-07 13 00 SWP-0015 | Protection layer of non-woven geotextile using "Geomatt NPS14" from Mattex or equivalent; 140 Gr/Sqm shall be laid loose on horizontal area. | SQM | 65446.25 | 65446.25 | 5 | 327231.25 | SC_Supply/Apply | Kabani Group | 11.14 - Baseline BOQ- Power Block+Balance of Plant-07 13 00 SWP-0015 | Protection layer of non-woven geotextile using "Geomatt NPS14" from Mattex or equivalent; 140 Gr/Sqm shall be laid loose on horizontal area. | SQM | 65446.25 | 3 | 196338.75 | SAR | SC_Supply/Apply
Rabigh CCPP-Civil _K0006 |  | RFQ-00020 | Mohamed Amr | Procurement | 2024-07-15 | Pile Head Treatment | Approved | 11.14 - Baseline BOQ- Power Block+Balance of Plant-07 13 00 SWP-0014 | Double Layer of SBS modified bituminous waterproofing membrane, 2 * 4mm thick using "PY40200L" from Awazel or GSPLASTO F from GULF Seal or equivalent reinforced with 200 Gr/Sqm polyester, fully torch applied, with 100mm side lap & 150mm end lap and staggered end laps, including waterproofing dressing around service pipes drains & water outlet diameter not exceeding 4 inch and including Solvent base primer conforming to ASTM D41. | SQM | 86904.68 | 86904.68 | 23 | 1998807.64 | SC_Supply/Apply | Kabani Group | 11.14 - Baseline BOQ- Power Block+Balance of Plant-07 13 00 SWP-0014 | Double Layer of SBS modified bituminous waterproofing membrane, 2 * 4mm thick using "PY40200L" from Awazel or GSPLASTO F from GULF Seal or equivalent reinforced with 200 Gr/Sqm polyester, fully torch applied, with 100mm side lap & 150mm end lap and staggered end laps, including waterproofing dressing around service pipes drains & water outlet diameter not exceeding 4 inch and including Solvent base primer conforming to ASTM D41. | SQM | 86904.68 | 30 | 2607140.4 | SAR | SC_Supply/Apply
Rabigh CCPP-Civil _K0006 |  | RFQ-00020 | Mohamed Amr | Procurement | 2024-07-15 | Pile Head Treatment | Approved | 11.20 - Baseline BOQ- Power Block+Balance of Plant-31 63 23 EO-0006 | Lay down the swellable water stop around the pile circumference As Per Approved Material From SIKA - SIKASWELL | ECH | 1012.49 | 1012.49 | 55 | 55686.95 | SC_Supply/Apply | Kabani Group | 11.20 - Baseline BOQ- Power Block+Balance of Plant-31 63 23 EO-0006 | Lay down the swellable water stop around the pile circumference As Per Approved Material From SIKA - SIKASWELL | ECH | 1012.49 | 0 | 0 | SAR | SC_Supply/Apply
Rabigh CCPP-Civil _K0006 |  | RFQ-00020 | Mohamed Amr | Procurement | 2024-07-15 | Pile Head Treatment | Approved | 11.14 - Baseline BOQ- Power Block+Balance of Plant-07 13 00 SWP-0015 | Single Layer of SBS modified bituminous waterproofing membrane, 4mm thick using "PY40200L" from Awazel or GSPLASTO F from GULF Seal or equivalent reinforced with 200 Gr/Sqm polyester, fully torch applied, with 100mm side lap & 150mm end lap and staggered end laps, including 50X50mm mortar cant strip on junction lines between horizontal & vertical areas (excluding cement, and water), and including Solvent base primer conforming to ASTM D41 | SQM | 0 | 0 | 23 | 0 | SC_Supply/Apply | Kabani Group | 11.14 - Baseline BOQ- Power Block+Balance of Plant-07 13 00 SWP-0015 | Single Layer of SBS modified bituminous waterproofing membrane, 4mm thick using "PY40200L" from Awazel or GSPLASTO F from GULF Seal or equivalent reinforced with 200 Gr/Sqm polyester, fully torch applied, with 100mm side lap & 150mm end lap and staggered end laps, including 50X50mm mortar cant strip on junction lines between horizontal & vertical areas (excluding cement, and water), and including Solvent base primer conforming to ASTM D41 | SQM | 0 | 0 | 0 | SAR | SC_Supply/Apply
Rabigh CCPP-Civil _K0006 |  | RFQ-00020 | Mohamed Amr | Procurement | 2024-07-15 | Pile Head Treatment | Approved | 11.14 - Baseline BOQ- Power Block+Balance of Plant-07 13 00 SWP-0014 | Protection board of GS Protect or Awazel MS-60 or Bituflex 6mm or Izoprotect 6mm, spot bonded onto vertically applied waterproofing membrane. | SQM | 86904.68 | 86904.68 | 25 | 2172617 | SC_Supply/Apply | Kabani Group | 11.14 - Baseline BOQ- Power Block+Balance of Plant-07 13 00 SWP-0014 | Protection board of GS Protect or Awazel MS-60 or Bituflex 6mm or Izoprotect 6mm, spot bonded onto vertically applied waterproofing membrane. | SQM | 86904.68 | 26 | 2259521.68 | SAR | SC_Supply/Apply
Rabigh CCPP-Civil _K0006 |  | RFQ-00020 | Mohamed Amr | Procurement | 2024-07-15 | Pile Head Treatment | Approved | 11.14 - Baseline BOQ- Power Block+Balance of Plant-07 13 00 SWP-0014 | Upper ends of membrane at external walls 150mm above finished backfilling level shall be mechanically fastened with aluminum strip bar with sealant protection. | MTR | 1000 | 1000 | 2 | 2000 | SC_Supply/Apply | Kabani Group | 11.14 - Baseline BOQ- Power Block+Balance of Plant-07 13 00 SWP-0014 | Upper ends of membrane at external walls 150mm above finished backfilling level shall be mechanically fastened with aluminum strip bar with sealant protection. | MTR | 1000 | 14 | 14000 | SAR | SC_Supply/Apply
Rabigh CCPP-Civil _K0006 |  | RFQ-00020 | Mohamed Amr | Procurement | 2024-07-15 | Pile Head Treatment | Approved | 11.20 - Baseline BOQ- Power Block+Balance of Plant-31 63 23 EO-0006 | Supply & Apply elastomeric cementitious water proofing at the pile top As Per Approved Material From SIKA - Sika Monotop / Sika top 107. & Pour 25 mm non shrinkage grout around and on the top of the pile As Per Approved Material From SIKA - SIKA GROUT 214 | ECH | 1012.49 | 1012.49 | 195 | 197435.55 | SC_Supply/Apply | Kabani Group | 11.20 - Baseline BOQ- Power Block+Balance of Plant-31 63 23 EO-0006 | Supply & Apply elastomeric cementitious water proofing at the pile top As Per Approved Material From SIKA - Sika Monotop / Sika top 107. & Pour 25 mm non shrinkage grout around and on the top of the pile As Per Approved Material From SIKA - SIKA GROUT 214 | ECH | 1012.49 | 450 | 455620.5 | SAR | SC_Supply/Apply
Rabigh CCPP-Civil _K0006 |  | RFQ-00020 | Mohamed Amr | Procurement | 2024-07-15 | Pile Head Treatment | Approved | 11.20 - Baseline BOQ- Power Block+Balance of Plant-31 63 23 EO-0006 | Lay down the primer layer to prepare the surface to receive the SBS membrane & Lay down 2 Layers SBS 4mm each perpendicular around the pile head and with a 5cm on the pile top (till the pile outer reinforcement) As Per Approved Material From Awazel - PY40200l | ECH | 1012.49 | 1012.49 | 45 | 45562.05 | SC_Supply/Apply | Kabani Group | 11.20 - Baseline BOQ- Power Block+Balance of Plant-31 63 23 EO-0006 | Lay down the primer layer to prepare the surface to receive the SBS membrane & Lay down 2 Layers SBS 4mm each perpendicular around the pile head and with a 5cm on the pile top (till the pile outer reinforcement) As Per Approved Material From Awazel - PY40200l | ECH | 1012.49 | 0 | 0 | SAR | SC_Supply/Apply
Rabigh CCPP-Civil _K0006 |  | RFQ-00020 | Mohamed Amr | Procurement | 2024-07-15 | Pile Head Treatment | Approved | 11.20 - Baseline BOQ- Power Block+Balance of Plant-31 63 23 EO-0006 | Accommodation & Transportation cost for company labors during contract period & It will be collected after finishing aal the scope of work. | ECH | 1 | 1 | 0 | 0 | SC_Supply/Apply | Kabani Group | 11.20 - Baseline BOQ- Power Block+Balance of Plant-31 63 23 EO-0006 | Accommodation & Transportation cost for company labors during contract period & It will be collected after finishing aal the scope of work. | ECH | 1 | 0 | 0 | SAR | SC_Supply/Apply
Rabigh CCPP-Civil _K0006 |  | RFQ-00020 | Mohamed Amr | Procurement | 2024-07-15 | Pile Head Treatment | Approved | 11.14 - Baseline BOQ- Power Block+Balance of Plant-07 13 00 SWP-0015 | Double Layer of SBS modified bituminous waterproofing membrane, 2 * 4mm thick using "PY40200L" from Awazel or GSPLASTO F from GULF Seal or equivalent reinforced with 200 Gr/Sqm polyester, fully torch applied, with 100mm side lap & 150mm end lap and staggered end laps, including 50X50mm mortar cant strip on junction lines between horizontal & vertical areas (excluding cement, and water), and including Solvent base primer conforming to ASTM D41. | SQM | 65446.25 | 65446.25 | 55 | 3599543.75 | SC_Supply/Apply | Kabani Group | 11.14 - Baseline BOQ- Power Block+Balance of Plant-07 13 00 SWP-0015 | Double Layer of SBS modified bituminous waterproofing membrane, 2 * 4mm thick using "PY40200L" from Awazel or GSPLASTO F from GULF Seal or equivalent reinforced with 200 Gr/Sqm polyester, fully torch applied, with 100mm side lap & 150mm end lap and staggered end laps, including 50X50mm mortar cant strip on junction lines between horizontal & vertical areas (excluding cement, and water), and including Solvent base primer conforming to ASTM D41. | SQM | 65446.25 | 49 | 3206866.25 | SAR | SC_Supply/Apply
BIOLOGICALS AND BIOSIMILARS MANUFACTURING FACILITY EIPICO 3 _0187 |  | RFQ-00171 | Ahmed Saleh | MEP (Electro Mechanical) | 2024-07-08 | Electrical self-Execution Works 1 | Approved | Elyousr | باليومية يومية فنى كهربائى | ECH | 1000 | 500 | 0 | 0 | SC_Apply | محمد محمد محمد عبدالرحمن | Elyousr | باليومية يومية فنى كهربائى | ECH | 500 | 575 | 287500 | EGP | SC_Apply
BIOLOGICALS AND BIOSIMILARS MANUFACTURING FACILITY EIPICO 3 _0187 |  | RFQ-00171 | Ahmed Saleh | MEP (Electro Mechanical) | 2024-07-08 | Electrical self-Execution Works 1 | Approved | Elyousr | باليومية يومية مساعد كهربائى | ECH | 1000 | 500 | 0 | 0 | SC_Apply | محمد محمد محمد عبدالرحمن | Elyousr | باليومية يومية مساعد كهربائى | ECH | 500 | 475 | 237500 | EGP | SC_Apply
Damietta Container Terminal-Infra & Bldgs _0216 |  | RFQ-00006 | Eslam Kamal | Operation | 2024-07-21 | Concrete Check of design - CDEC | Approved | 1884 - Indirect Cost - 00 | Reviewing all structural elements including Foundations, columns, slabs and beams. The review includes analysis models, drawings, and making calculations sheets. Prepare all necessary reports and red marked drawings for all structural elements. Give general recommendations regarding structural design. | LS | 1 | 1 | 3333.33 | 3333.33 | Ind | مركز التصميمات - محمد حسن الزناتى | 1884 - Indirect Cost - 00 | Reviewing all structural elements including Foundations, columns, slabs and beams. The review includes analysis models, drawings, and making calculations sheets. Prepare all necessary reports and red marked drawings for all structural elements. Give general recommendations regarding structural design. | LS | 1 | 150000 | 150000 | EGP | Ind
ORA ZED-Ph 2-Pkgs A&D |  | RFQ-00042 | Mohamed Selim | Procurement | 2024-07-14 | Steel Doors | Approved | All areas | Type "21", size 800 x 2200 mm, fire rated (90min) | NO | 87 | 87 | 13576.1 | 1181120.7 | SC_Supply/Apply | The France Company For Metal Industries | All areas | Type "21", size 800 x 2200 mm, fire rated (90min) | NO | 87 | 12574.2 | 1093955.4 | EGP | SC_Supply/Apply
ORA ZED-Ph 2-Pkgs A&D |  | RFQ-00042 | Mohamed Selim | Procurement | 2024-07-14 | Steel Doors | Approved | All areas | Type "21", size 800 x 2200 mm, fire rated (60min) | NO | 86 | 86 | 13576.1 | 1167544.6 | SC_Supply/Apply | The France Company For Metal Industries | All areas | Type "21", size 800 x 2200 mm, fire rated (60min) | NO | 86 | 12574.2 | 1081381.2 | EGP | SC_Supply/Apply
ORA ZED-Ph 2-Pkgs A&D |  | RFQ-00042 | Mohamed Selim | Procurement | 2024-07-14 | Steel Doors | Approved | All areas | Type "21", size 1100 x 2200 mm, fire rated (90min) | NO | 18 | 18 | 14214.5 | 255861 | SC_Supply/Apply | The France Company For Metal Industries | All areas | Type "21", size 1100 x 2200 mm, fire rated (90min) | NO | 18 | 14073.3 | 253319.4 | EGP | SC_Supply/Apply
ORA ZED-Ph 2-Pkgs A&D |  | RFQ-00042 | Mohamed Selim | Procurement | 2024-07-14 | Steel Doors | Approved | All areas | Type "21", size700 x 2200 mm, fire rated (60min) - with Louver | NO | 2 | 2 | 18718.54 | 37437.08 | SC_Supply/Apply | The France Company For Metal Industries | All areas | Type "21", size700 x 2200 mm, fire rated (60min) - with Louver | NO | 2 | 17692.8 | 35385.6 | EGP | SC_Supply/Apply
ORA ZED-Ph 2-Pkgs A&D |  | RFQ-00042 | Mohamed Selim | Procurement | 2024-07-14 | Steel Doors | Approved | All areas | Type "21", size 800 x 2100 mm, fire rated (60min) | NO | 2 | 2 | 13576.1 | 27152.2 | SC_Supply/Apply | The France Company For Metal Industries | All areas | Type "21", size 800 x 2100 mm, fire rated (60min) | NO | 2 | 12545.7 | 25091.4 | EGP | SC_Supply/Apply
ORA ZED-Ph 2-Pkgs A&D |  | RFQ-00042 | Mohamed Selim | Procurement | 2024-07-14 | Steel Doors | Approved | All areas | Type "21", size 700 x 2100 mm, fire rated (90min) | NO | 1 | 1 | 13576.1 | 13576.1 | SC_Supply/Apply | The France Company For Metal Industries | All areas | Type "21", size 700 x 2100 mm, fire rated (90min) | NO | 1 | 12454.5 | 12454.5 | EGP | SC_Supply/Apply
ORA ZED-Ph 2-Pkgs A&D |  | RFQ-00042 | Mohamed Selim | Procurement | 2024-07-14 | Steel Doors | Approved | All areas | Type "22", size 600 x 2100 mm, fire rated (90min) | NO | 80 | 80 | 11760.09 | 940807.2 | SC_Supply/Apply | The France Company For Metal Industries | All areas | Type "22", size 600 x 2100 mm, fire rated (90min) | NO | 80 | 10812.9 | 865032 | EGP | SC_Supply/Apply
ORA ZED-Ph 2-Pkgs A&D |  | RFQ-00042 | Mohamed Selim | Procurement | 2024-07-14 | Steel Doors | Approved | All areas | Type "27", size 1100 x 2200 mm, fire rated (90min) | NO | 151 | 151 | 15182.51 | 2292559.01 | SC_Supply/Apply | The France Company For Metal Industries | All areas | Type "27", size 1100 x 2200 mm, fire rated (90min) | NO | 151 | 14073.3 | 2125068.3 | EGP | SC_Supply/Apply
ORA ZED-Ph 2-Pkgs A&D |  | RFQ-00042 | Mohamed Selim | Procurement | 2024-07-14 | Steel Doors | Approved | All areas | Type "27", size 1100 x 2200 mm, fire rated (90min) Frame Thickness = 2.00 mm , Leaf Thickness = 1.50 mm | NO | 9 | 9 | 16318.52 | 146866.68 | SC_Supply/Apply | The France Company For Metal Industries | All areas | Type "27", size 1100 x 2200 mm, fire rated (90min) Frame Thickness = 2.00 mm , Leaf Thickness = 1.50 mm | NO | 9 | 15703.5 | 141331.5 | EGP | SC_Supply/Apply
ORA ZED-Ph 2-Pkgs A&D |  | RFQ-00042 | Mohamed Selim | Procurement | 2024-07-14 | Steel Doors | Approved | All areas | Type "31", size 700 x 2100 mm, fire rated ( 60min ) - with Louver | NO | 84 | 84 | 18718.54 | 1572357.36 | SC_Supply/Apply | The France Company For Metal Industries | All areas | Type "31", size 700 x 2100 mm, fire rated ( 60min ) - with Louver | NO | 84 | 17670 | 1484280 | EGP | SC_Supply/Apply
ORA ZED-Ph 2-Pkgs A&D |  | RFQ-00042 | Mohamed Selim | Procurement | 2024-07-14 | Steel Doors | Approved | All areas | Type "31", size 800 x 2100 mm, fire rated ( 60min ) -with Louver | NO | 2 | 2 | 18718.54 | 37437.08 | SC_Supply/Apply | The France Company For Metal Industries | All areas | Type "31", size 800 x 2100 mm, fire rated ( 60min ) -with Louver | NO | 2 | 17755.5 | 35511 | EGP | SC_Supply/Apply
Damietta Container Terminal-Infra & Bldgs _0216 |  | RFQ-00007 | Purchasing Engineers | Purchasing | 2024-07-28 | Steel Reinforcement (PR_96073) | Approved | Total | Steel Rebars 10 mm | TON | 716 | 4.6 | 765.65 | 3521.99 | MAT_Raw | شركة السويس للصلب | Total | Steel Rebars 10 mm | TON | 4.6 | 745.23 | 3428.06 | EGP | MAT_Raw
Damietta Container Terminal-Infra & Bldgs _0216 |  | RFQ-00007 | Purchasing Engineers | Purchasing | 2024-07-28 | Steel Reinforcement (PR_96073) | Approved | Total | Steel Rebars 12 mm | TON | 537 | 2.2 | 765.65 | 1684.43 | MAT_Raw | شركة السويس للصلب | Total | Steel Rebars 12 mm | TON | 2.2 | 745.23 | 1639.51 | EGP | MAT_Raw
Damietta Container Terminal-Infra & Bldgs _0216 |  | RFQ-00007 | Purchasing Engineers | Purchasing | 2024-07-28 | Steel Reinforcement (PR_96073) | Approved | Total | Steel Rebars 16 mm | TON | 4477 | 25.1 | 765.65 | 19217.82 | MAT_Raw | شركة السويس للصلب | Total | Steel Rebars 16 mm | TON | 25.1 | 745.23 | 18705.27 | EGP | MAT_Raw
Damietta Container Terminal-Infra & Bldgs _0216 |  | RFQ-00007 | Purchasing Engineers | Purchasing | 2024-07-28 | Steel Reinforcement (PR_96073) | Approved | Total | Steel Rebars 18 mm | TON | 1074.97 | 5.5 | 765.65 | 4211.08 | MAT_Raw | شركة السويس للصلب | Total | Steel Rebars 18 mm | TON | 5.5 | 745.23 | 4098.77 | EGP | MAT_Raw
Mivida BP#189 |  | RFQ-00101 | Mohamed Amr | Procurement | 2024-06-27 | Marble & Granite | Approved | 9000.all | Marble & Granite(G) | LS | 1 | 1 | 4097742.47 | 4097742.47 | SC_Supply/Apply | Middle East- ibrahim Elsayed | 9000.all | Marble & Granite(G) | LS | 1 | 0 | 0 | EGP | SC_Supply/Apply
Mivida BP#189 |  | RFQ-00101 | Mohamed Amr | Procurement | 2024-06-27 | Marble & Granite | Approved | 20603. New Marble LS | Teriesta Beige marble, brushed finish running bond, 3 sizes, 1 color parallel to long axis for the site, 20mm thick (1000x600 , 600x400 , 200x300) | SQM | 12331.6 | 12331.6 | 0 | 0 | SC_Supply/Apply | Middle East- ibrahim Elsayed | 20603. New Marble LS | Teriesta Beige marble, brushed finish running bond, 3 sizes, 1 color parallel to long axis for the site, 20mm thick (1000x600 , 600x400 , 200x300) | SQM | 12331.6 | 1150 | 14181340 | EGP | SC_Supply/Apply
Mivida BP#189 |  | RFQ-00101 | Mohamed Amr | Procurement | 2024-06-27 | Marble & Granite | Approved | 20603. New Marble LS | Teriesta Beige marble running bond, 20mm thick, (750x250) | SQM | 1423.7 | 1423.7 | 0 | 0 | SC_Supply/Apply | Middle East- ibrahim Elsayed | 20603. New Marble LS | Teriesta Beige marble running bond, 20mm thick, (750x250) | SQM | 1423.7 | 1150 | 1637255 | EGP | SC_Supply/Apply
Mivida BP#189 |  | RFQ-00101 | Mohamed Amr | Procurement | 2024-06-27 | Marble & Granite | Approved | 20603. New Marble LS | Teriesta Beige marble, heavy brushed finish, 20mm thick. | SQM | 66.5 | 66.5 | 0 | 0 | SC_Supply/Apply | Middle East- ibrahim Elsayed | 20603. New Marble LS | Teriesta Beige marble, heavy brushed finish, 20mm thick. | SQM | 66.5 | 1150 | 76475 | EGP | SC_Supply/Apply
Mivida BP#189 |  | RFQ-00101 | Mohamed Amr | Procurement | 2024-06-27 | Marble & Granite | Approved | 20603. New Marble LS | Golden Coast granite running bond pattern, 20mm thick, (400x200) | SQM | 537.6 | 537.6 | 0 | 0 | SC_Supply/Apply | Middle East- ibrahim Elsayed | 20603. New Marble LS | Golden Coast granite running bond pattern, 20mm thick, (400x200) | SQM | 537.6 | 1450 | 779520 | EGP | SC_Supply/Apply
Mivida BP#189 |  | RFQ-00101 | Mohamed Amr | Procurement | 2024-06-27 | Marble & Granite | Approved | 20603. New Marble LS | Golden Coast granite pavers, 3 finishes mix, 150-200-300mm wide bands, random, see plan for direction, 20mm thick, (300x600 , 150x450 , 300x450 , 300x300 , 150x300) | SQM | 2885.1 | 2885.1 | 0 | 0 | SC_Supply/Apply | Middle East- ibrahim Elsayed | 20603. New Marble LS | Golden Coast granite pavers, 3 finishes mix, 150-200-300mm wide bands, random, see plan for direction, 20mm thick, (300x600 , 150x450 , 300x450 , 300x300 , 150x300) | SQM | 2885.1 | 1450 | 4183395 | EGP | SC_Supply/Apply
Mivida BP#189 |  | RFQ-00101 | Mohamed Amr | Procurement | 2024-06-27 | Marble & Granite | Approved | 20603. New Marble LS | Golden Coast granite for treads, Flamed finish ( local fantastic white ) | LM | 369.11 | 369.11 | 0 | 0 | SC_Supply/Apply | Middle East- ibrahim Elsayed | 20603. New Marble LS | Golden Coast granite for treads, Flamed finish ( local fantastic white ) | LM | 369.11 | 750 | 276832.5 | EGP | SC_Supply/Apply
Mivida BP#189 |  | RFQ-00101 | Mohamed Amr | Procurement | 2024-06-27 | Marble & Granite | Approved | 20603. New Marble LS | Golden Coast granite for risers, Honed finish | LM | 369.11 | 369.11 | 0 | 0 | SC_Supply/Apply | Middle East- ibrahim Elsayed | 20603. New Marble LS | Golden Coast granite for risers, Honed finish | LM | 369.11 | 250 | 92277.5 | EGP | SC_Supply/Apply
Abo Shanab El Agamien _0195 |  | RFQ-00083 | Mostafa Shourbagi | MEP (Electro Mechanical) | 2024-07-14 | Rubber Gaskets for DI Materials | Approved | All | Tyton Rubber Gasket for Sockets DN 100 | ECH | 37 | 37 | 0 | 0 | MAT_Raw | GCF | All | Tyton Rubber Gasket for Sockets DN 100 | ECH | 37 | 150 | 5550 | EGP | MAT_Raw
Abo Shanab El Agamien _0195 |  | RFQ-00083 | Mostafa Shourbagi | MEP (Electro Mechanical) | 2024-07-14 | Rubber Gaskets for DI Materials | Approved | Total | Tyton Rubber Gasket for Sockets DN 150 | ECH | 130 | 130 | 1.16 | 150.8 | MAT_Misc | GCF | Total | Tyton Rubber Gasket for Sockets DN 150 | ECH | 130 | 180 | 23400 | EGP | MAT_Misc
Abo Shanab El Agamien _0195 |  | RFQ-00083 | Mostafa Shourbagi | MEP (Electro Mechanical) | 2024-07-14 | Rubber Gaskets for DI Materials | Approved | Total | Tyton Rubber Gasket for Sockets DN 200 | ECH | 85 | 85 | 4.06 | 345.1 | MAT_Misc | GCF | Total | Tyton Rubber Gasket for Sockets DN 200 | ECH | 85 | 299 | 25415 | EGP | MAT_Misc
Abo Shanab El Agamien _0195 |  | RFQ-00083 | Mostafa Shourbagi | MEP (Electro Mechanical) | 2024-07-14 | Rubber Gaskets for DI Materials | Approved | Total | Tyton Rubber Gasket for Sockets DN 250 | ECH | 62 | 62 | 4.61 | 285.82 | MAT_Misc | GCF | Total | Tyton Rubber Gasket for Sockets DN 250 | ECH | 62 | 526 | 32612 | EGP | MAT_Misc
Abo Shanab El Agamien _0195 |  | RFQ-00083 | Mostafa Shourbagi | MEP (Electro Mechanical) | 2024-07-14 | Rubber Gaskets for DI Materials | Approved | Total | Tyton Rubber Gasket for Sockets DN 300 | ECH | 65 | 65 | 5.54 | 360.1 | MAT_Misc | GCF | Total | Tyton Rubber Gasket for Sockets DN 300 | ECH | 65 | 538 | 34970 | EGP | MAT_Misc
Abo Shanab El Agamien _0195 |  | RFQ-00083 | Mostafa Shourbagi | MEP (Electro Mechanical) | 2024-07-14 | Rubber Gaskets for DI Materials | Approved | Total | Tyton Rubber Gasket for Sockets DN 400 | ECH | 18 | 18 | 16.63 | 299.34 | MAT_Misc | GCF | Total | Tyton Rubber Gasket for Sockets DN 400 | ECH | 18 | 987 | 17766 | EGP | MAT_Misc
Abo Shanab El Agamien _0195 |  | RFQ-00083 | Mostafa Shourbagi | MEP (Electro Mechanical) | 2024-07-14 | Rubber Gaskets for DI Materials | Approved | Total | Tyton Rubber Gasket for Sockets DN 500 | ECH | 9 | 9 | 16.63 | 149.67 | MAT_Misc | GCF | Total | Tyton Rubber Gasket for Sockets DN 500 | ECH | 9 | 1256 | 11304 | EGP | MAT_Misc
BIOLOGICALS AND BIOSIMILARS MANUFACTURING FACILITY EIPICO 3 _0187 |  | RFQ-00172 | Ahmed Saleh | MEP (Electro Mechanical) | 2024-07-08 | Electrical self-Execution Works 2 | Approved | Elyousr | باليومية يومية فنى كهربائى | ECH | 1000 | 500 | 0 | 0 | SC_Apply | حازم عمرعبدالفتاح ابراهيم مراد | Elyousr | باليومية يومية فنى كهربائى | ECH | 500 | 575 | 287500 | EGP | SC_Apply
BIOLOGICALS AND BIOSIMILARS MANUFACTURING FACILITY EIPICO 3 _0187 |  | RFQ-00172 | Ahmed Saleh | MEP (Electro Mechanical) | 2024-07-08 | Electrical self-Execution Works 2 | Approved | Elyousr | باليومية يومية مساعد كهربائى | ECH | 1000 | 500 | 0 | 0 | SC_Apply | حازم عمرعبدالفتاح ابراهيم مراد | Elyousr | باليومية يومية مساعد كهربائى | ECH | 500 | 475 | 237500 | EGP | SC_Apply
Abo Shanab El Agamien _0195 |  | RFQ-00084 | Mostafa Shourbagi | MEP (Electro Mechanical) | 2024-07-15 | Ductile Iron Materials | Approved | 5 - 5-Tahawi Village.5-Tahawi Village-Bill No. 3.1 - Tahawi Village Main Pumping Station (Mechanical works)-19-3.4.3-f. | Flanged Wall piece, dia. 150 mm. | ECH | 3 | 1 | 2350.3 | 2350.3 | MAT_Raw | GCF | 5 - 5-Tahawi Village.5-Tahawi Village-Bill No. 3.1 - Tahawi Village Main Pumping Station (Mechanical works)-19-3.4.3-f. | Flanged Wall piece, dia. 150 mm. | ECH | 1 | 3229 | 3229 | EGP | MAT_Raw
Abo Shanab El Agamien _0195 |  | RFQ-00084 | Mostafa Shourbagi | MEP (Electro Mechanical) | 2024-07-15 | Ductile Iron Materials | Approved | 8 - 8-Iz. Abd Al-Qawy Salem & Iz. Z.8-Iz. Abd Al-Qawy Salem & Iz. Zaraby-Bill No. 3.1 - Iz. Abd Al-Qawy & Iz. Zaraby Salem Main Pumping Station (Mechanical works)-20-3.4.2-f. | Flanged Wall piece, dia. 150 mm. | ECH | 2 | 1 | 2350.3 | 2350.3 | MAT_Raw | GCF | 8 - 8-Iz. Abd Al-Qawy Salem & Iz. Z.8-Iz. Abd Al-Qawy Salem & Iz. Zaraby-Bill No. 3.1 - Iz. Abd Al-Qawy & Iz. Zaraby Salem Main Pumping Station (Mechanical works)-20-3.4.2-f. | Flanged Wall piece, dia. 150 mm. | ECH | 1 | 12690 | 12690 | EGP | MAT_Raw
Abo Shanab El Agamien _0195 |  | RFQ-00084 | Mostafa Shourbagi | MEP (Electro Mechanical) | 2024-07-15 | Ductile Iron Materials | Approved | 6 - 6-Huwaydi Village.6-Huwaydi Village-Bill No. 3.1 - Huwaydi Village Main Pumping Station (Mechanical works)-19-3.4.3-f. | Flanged Wall piece, dia. 150 mm. | ECH | 3 | 2 | 2350.3 | 4700.6 | MAT_Raw | GCF | 6 - 6-Huwaydi Village.6-Huwaydi Village-Bill No. 3.1 - Huwaydi Village Main Pumping Station (Mechanical works)-19-3.4.3-f. | Flanged Wall piece, dia. 150 mm. | ECH | 2 | 12690 | 25380 | EGP | MAT_Raw
Abo Shanab El Agamien _0195 |  | RFQ-00084 | Mostafa Shourbagi | MEP (Electro Mechanical) | 2024-07-15 | Ductile Iron Materials | Approved | 4 - 4-Iz. Al Biltaji.4-Iz. Al Biltaji-Bill No.3.4 - Iz. Al Biltaji Pump Station (Mechanical works)-21-3.4.3-f. | Flanged Wall piece, dia. 150 mm. | ECH | 3 | 2 | 2350.3 | 4700.6 | MAT_Raw | GCF | 4 - 4-Iz. Al Biltaji.4-Iz. Al Biltaji-Bill No.3.4 - Iz. Al Biltaji Pump Station (Mechanical works)-21-3.4.3-f. | Flanged Wall piece, dia. 150 mm. | ECH | 2 | 12690 | 25380 | EGP | MAT_Raw
Abo Shanab El Agamien _0195 |  | RFQ-00084 | Mostafa Shourbagi | MEP (Electro Mechanical) | 2024-07-15 | Ductile Iron Materials | Approved | 2 - 2- Iz. Kariman Sednaoui.2- Iz. Kariman Sednaoui-Bill No. 2 - Forcemain-10-2.3.3-c | Flange socket with puddle flanged pieces 300mm | ECH | 5 | 2 | 6415.83 | 12831.66 | MAT_Raw | GCF | 2 - 2- Iz. Kariman Sednaoui.2- Iz. Kariman Sednaoui-Bill No. 2 - Forcemain-10-2.3.3-c | Flange socket with puddle flanged pieces 300mm | ECH | 2 | 36765 | 73530 | EGP | MAT_Raw
Abo Shanab El Agamien _0195 |  | RFQ-00084 | Mostafa Shourbagi | MEP (Electro Mechanical) | 2024-07-15 | Ductile Iron Materials | Approved | Total | DI Flanged Spigot Pipe with Puddle DN100 PN10 L = 1200mm ( Puddle from Flange 750 mm ) وصلة حائط فلانشة و ذيل | ECH | 2 | 2 | 0 | 0 | MAT_Raw | GCF | Total | DI Flanged Spigot Pipe with Puddle DN100 PN10 L = 1200mm ( Puddle from Flange 750 mm ) وصلة حائط فلانشة و ذيل | ECH | 2 | 5757 | 11514 | EGP | MAT_Raw
Abo Shanab El Agamien _0195 |  | RFQ-00084 | Mostafa Shourbagi | MEP (Electro Mechanical) | 2024-07-15 | Ductile Iron Materials | Approved | Total | DI Flanged Spigot Pipe with Puddle DN100 PN10 L = 1200mm ( Puddle from Flange 600 mm ) وصلة حائط فلانشة و ذيل | ECH | 1 | 1 | 0 | 0 | MAT_Raw | GCF | Total | DI Flanged Spigot Pipe with Puddle DN100 PN10 L = 1200mm ( Puddle from Flange 600 mm ) وصلة حائط فلانشة و ذيل | ECH | 1 | 5757 | 5757 | EGP | MAT_Raw
Abo Shanab El Agamien _0195 |  | RFQ-00084 | Mostafa Shourbagi | MEP (Electro Mechanical) | 2024-07-15 | Ductile Iron Materials | Approved | Total | DI Double Flanged Pipe (Welded) DN200 PN10 L = 3295mm وصلة ماسورة بالفلانشات لحام | ECH | 1 | 1 | 0 | 0 | MAT_Raw | GCF | Total | DI Double Flanged Pipe (Welded) DN200 PN10 L = 3295mm وصلة ماسورة بالفلانشات لحام | ECH | 1 | 0 | 0 | EGP | MAT_Raw
Abo Shanab El Agamien _0195 |  | RFQ-00084 | Mostafa Shourbagi | MEP (Electro Mechanical) | 2024-07-15 | Ductile Iron Materials | Approved | Total | DI Double Flanged Pipe (Welded) DN200 PN10 L = 2930mm وصلة ماسورة بالفلانشات لحام | ECH | 1 | 1 | 0 | 0 | MAT_Raw | GCF | Total | DI Double Flanged Pipe (Welded) DN200 PN10 L = 2930mm وصلة ماسورة بالفلانشات لحام | ECH | 1 | 0 | 0 | EGP | MAT_Raw
Abo Shanab El Agamien _0195 |  | RFQ-00084 | Mostafa Shourbagi | MEP (Electro Mechanical) | 2024-07-15 | Ductile Iron Materials | Approved | Total | DI Double Flanged Pipe (Welded) DN200 PN10 L = 750mm وصلة ماسورة بالفلانشات لحام | ECH | 1 | 1 | 0 | 0 | MAT_Raw | GCF | Total | DI Double Flanged Pipe (Welded) DN200 PN10 L = 750mm وصلة ماسورة بالفلانشات لحام | ECH | 1 | 8432 | 8432 | EGP | MAT_Raw
Abo Shanab El Agamien _0195 |  | RFQ-00084 | Mostafa Shourbagi | MEP (Electro Mechanical) | 2024-07-15 | Ductile Iron Materials | Approved | Total | DI Double Flanged Pipe (Welded) DN200 PN10 L = 650mm وصلة ماسورة بالفلانشات لحام | ECH | 1 | 1 | 0 | 0 | MAT_Raw | GCF | Total | DI Double Flanged Pipe (Welded) DN200 PN10 L = 650mm وصلة ماسورة بالفلانشات لحام | ECH | 1 | 8432 | 8432 | EGP | MAT_Raw
Abo Shanab El Agamien _0195 |  | RFQ-00084 | Mostafa Shourbagi | MEP (Electro Mechanical) | 2024-07-15 | Ductile Iron Materials | Approved | Total | DI Double Flanged Pipe (Welded) DN200 PN10 L = 350mm وصلة ماسورة بالفلانشات لحام | ECH | 1 | 1 | 0 | 0 | MAT_Raw | GCF | Total | DI Double Flanged Pipe (Welded) DN200 PN10 L = 350mm وصلة ماسورة بالفلانشات لحام | ECH | 1 | 7213 | 7213 | EGP | MAT_Raw
Abo Shanab El Agamien _0195 |  | RFQ-00084 | Mostafa Shourbagi | MEP (Electro Mechanical) | 2024-07-15 | Ductile Iron Materials | Approved | Total | DI Socket & Spigot Pipe DN200 PN10 L = 1000mm وصلة ماسورة رأس و ذيل | MTR | 6 | 6 | 0 | 0 | MAT_Raw | GCF | Total | DI Socket & Spigot Pipe DN200 PN10 L = 1000mm وصلة ماسورة رأس و ذيل | MTR | 6 | 7314 | 43884 | EGP | MAT_Raw
Abo Shanab El Agamien _0195 |  | RFQ-00084 | Mostafa Shourbagi | MEP (Electro Mechanical) | 2024-07-15 | Ductile Iron Materials | Approved | Total | DI Flanged Socket Piece DN300 PN10 L = 150mm بردة فلانشة و رأس | ECH | 1 | 1 | 0 | 0 | MAT_Raw | GCF | Total | DI Flanged Socket Piece DN300 PN10 L = 150mm بردة فلانشة و رأس | ECH | 1 | 3145 | 3145 | EGP | MAT_Raw
Abo Shanab El Agamien _0195 |  | RFQ-00084 | Mostafa Shourbagi | MEP (Electro Mechanical) | 2024-07-15 | Ductile Iron Materials | Approved | Total | DI Flanged Socket Piece DN250 PN10 L = 145mm بردة فلانشة و رأس | ECH | 2 | 2 | 0 | 0 | MAT_Raw | GCF | Total | DI Flanged Socket Piece DN250 PN10 L = 145mm بردة فلانشة و رأس | ECH | 2 | 2380 | 4760 | EGP | MAT_Raw
Abo Shanab El Agamien _0195 |  | RFQ-00084 | Mostafa Shourbagi | MEP (Electro Mechanical) | 2024-07-15 | Ductile Iron Materials | Approved | Total | DI Flanged Socket Piece DN200 PN10 L = 140mm بردة فلانشة و رأس | ECH | 3 | 3 | 0 | 0 | MAT_Raw | GCF | Total | DI Flanged Socket Piece DN200 PN10 L = 140mm بردة فلانشة و رأس | ECH | 3 | 1743 | 5229 | EGP | MAT_Raw
Abo Shanab El Agamien _0195 |  | RFQ-00084 | Mostafa Shourbagi | MEP (Electro Mechanical) | 2024-07-15 | Ductile Iron Materials | Approved | Total | DI Flanged Socket Piece DN200 PN10 L = 140mm بردة فلانشة و رأس | ECH | 2 | 2 | 0 | 0 | MAT_Raw | GCF | Total | DI Flanged Socket Piece DN200 PN10 L = 140mm بردة فلانشة و رأس | ECH | 2 | 1743 | 3486 | EGP | MAT_Raw
Abo Shanab El Agamien _0195 |  | RFQ-00084 | Mostafa Shourbagi | MEP (Electro Mechanical) | 2024-07-15 | Ductile Iron Materials | Approved | Total | DI Flanged Spigot Piece DN200 PN10 L = 400mm بردة فلانشة و ذيل | ECH | 2 | 2 | 0 | 0 | MAT_Raw | GCF | Total | DI Flanged Spigot Piece DN200 PN10 L = 400mm بردة فلانشة و ذيل | ECH | 2 | 1688 | 3376 | EGP | MAT_Raw
Abo Shanab El Agamien _0195 |  | RFQ-00084 | Mostafa Shourbagi | MEP (Electro Mechanical) | 2024-07-15 | Ductile Iron Materials | Approved | Total | Ductile Iron Double Socket Bend 45° DN 300 PN10 كوع 45° زهر مرن بالرؤوس | ECH | 2 | 2 | 0 | 0 | MAT_Raw | GCF | Total | Ductile Iron Double Socket Bend 45° DN 300 PN10 كوع 45° زهر مرن بالرؤوس | ECH | 2 | 4505 | 9010 | EGP | MAT_Raw
Abo Shanab El Agamien _0195 |  | RFQ-00084 | Mostafa Shourbagi | MEP (Electro Mechanical) | 2024-07-15 | Ductile Iron Materials | Approved | Total | Ductile Iron Double Socket Bend 45° DN 250 PN10 كوع 45° زهر مرن بالرؤوس | ECH | 4 | 4 | 0 | 0 | MAT_Raw | GCF | Total | Ductile Iron Double Socket Bend 45° DN 250 PN10 كوع 45° زهر مرن بالرؤوس | ECH | 4 | 3273 | 13092 | EGP | MAT_Raw
Abo Shanab El Agamien _0195 |  | RFQ-00084 | Mostafa Shourbagi | MEP (Electro Mechanical) | 2024-07-15 | Ductile Iron Materials | Approved | Total | Ductile Iron Double Socket Bend 45° DN 200 PN10 كوع 45° زهر مرن بالرؤوس | ECH | 6 | 6 | 0 | 0 | MAT_Raw | GCF | Total | Ductile Iron Double Socket Bend 45° DN 200 PN10 كوع 45° زهر مرن بالرؤوس | ECH | 6 | 2295 | 13770 | EGP | MAT_Raw
Abo Shanab El Agamien _0195 |  | RFQ-00084 | Mostafa Shourbagi | MEP (Electro Mechanical) | 2024-07-15 | Ductile Iron Materials | Approved | Total | Ductile Iron Double Socket Bend 45° DN 150 PN10 كوع 45° زهر مرن بالرؤوس | ECH | 5 | 5 | 0 | 0 | MAT_Raw | GCF | Total | Ductile Iron Double Socket Bend 45° DN 150 PN10 كوع 45° زهر مرن بالرؤوس | ECH | 5 | 1479 | 7395 | EGP | MAT_Raw
Abo Shanab El Agamien _0195 |  | RFQ-00084 | Mostafa Shourbagi | MEP (Electro Mechanical) | 2024-07-15 | Ductile Iron Materials | Approved | Total | Ductile Iron Double Socket Bend 90° DN 150 PN10 كوع 90° زهر مرن بالرؤوس | ECH | 8 | 8 | 0 | 0 | MAT_Raw | GCF | Total | Ductile Iron Double Socket Bend 90° DN 150 PN10 كوع 90° زهر مرن بالرؤوس | ECH | 8 | 1743 | 13944 | EGP | MAT_Raw
Abo Shanab El Agamien _0195 |  | RFQ-00084 | Mostafa Shourbagi | MEP (Electro Mechanical) | 2024-07-15 | Ductile Iron Materials | Approved | Total | Ductile Iron Double Socket Bend 90° DN 100 PN10 كوع 90° زهر مرن بالرؤوس | ECH | 8 | 8 | 0 | 0 | MAT_Raw | GCF | Total | Ductile Iron Double Socket Bend 90° DN 100 PN10 كوع 90° زهر مرن بالرؤوس | ECH | 8 | 969 | 7752 | EGP | MAT_Raw
Abo Shanab El Agamien _0195 |  | RFQ-00084 | Mostafa Shourbagi | MEP (Electro Mechanical) | 2024-07-15 | Ductile Iron Materials | Approved | 8 - 8-Iz. Abd Al-Qawy Salem & Iz. Z.8-Iz. Abd Al-Qawy Salem & Iz. Zaraby-Bill No. 2 - Forcemain-10-2.3.3-d | Flange spigot with puddle flanged pieces 150mm | ECH | 1 | 1 | 2243.29 | 2243.29 | MAT_Raw | GCF | 8 - 8-Iz. Abd Al-Qawy Salem & Iz. Z.8-Iz. Abd Al-Qawy Salem & Iz. Zaraby-Bill No. 2 - Forcemain-10-2.3.3-d | Flange spigot with puddle flanged pieces 150mm | ECH | 1 | 6591.13 | 6591.13 | EGP | MAT_Raw
Abo Shanab El Agamien _0195 |  | RFQ-00084 | Mostafa Shourbagi | MEP (Electro Mechanical) | 2024-07-15 | Ductile Iron Materials | Approved | 4 - 4-Iz. Al Biltaji.4-Iz. Al Biltaji-Bill No. 2 - Forcemain-10-2.3.3-d | Flange spigot with puddle flanged pieces 150mm | ECH | 1 | 1 | 2243.29 | 2243.29 | MAT_Raw | GCF | 4 - 4-Iz. Al Biltaji.4-Iz. Al Biltaji-Bill No. 2 - Forcemain-10-2.3.3-d | Flange spigot with puddle flanged pieces 150mm | ECH | 1 | 6591.13 | 6591.13 | EGP | MAT_Raw
Abo Shanab El Agamien _0195 |  | RFQ-00084 | Mostafa Shourbagi | MEP (Electro Mechanical) | 2024-07-15 | Ductile Iron Materials | Approved | 7 - 7-Iz. Raslan & Iz. Mokhtar Eiss.7-Iz. Raslan & Iz. Mokhtar Eissa-Bill No. 2 - Forcemain-11-2.3.3-b | Flange spigot with puddle flanged pieces 150mm | ECH | 4 | 3 | 2243.29 | 6729.87 | MAT_Raw | GCF | 7 - 7-Iz. Raslan & Iz. Mokhtar Eiss.7-Iz. Raslan & Iz. Mokhtar Eissa-Bill No. 2 - Forcemain-11-2.3.3-b | Flange spigot with puddle flanged pieces 150mm | ECH | 3 | 6591.13 | 19773.39 | EGP | MAT_Raw
Abo Shanab El Agamien _0195 |  | RFQ-00084 | Mostafa Shourbagi | MEP (Electro Mechanical) | 2024-07-15 | Ductile Iron Materials | Approved | 9 - 9-Iz. Seror.9-Iz. Seror-Bill No. 2 - Forcemain-13-2.5.3-b | Flange spigot with puddle flanged pieces 150mm | ECH | 2 | 2 | 2243.29 | 4486.58 | MAT_Raw | GCF | 9 - 9-Iz. Seror.9-Iz. Seror-Bill No. 2 - Forcemain-13-2.5.3-b | Flange spigot with puddle flanged pieces 150mm | ECH | 2 | 6591.13 | 13182.26 | EGP | MAT_Raw
Abo Shanab El Agamien _0195 |  | RFQ-00084 | Mostafa Shourbagi | MEP (Electro Mechanical) | 2024-07-15 | Ductile Iron Materials | Approved | 5 - 5-Tahawi Village.5-Tahawi Village-Bill No. 2 - Forcemain-10-2.3.3-c | Flange spigot with puddle flanged pieces 150mm | ECH | 1 | 1 | 2243.29 | 2243.29 | MAT_Raw | GCF | 5 - 5-Tahawi Village.5-Tahawi Village-Bill No. 2 - Forcemain-10-2.3.3-c | Flange spigot with puddle flanged pieces 150mm | ECH | 1 | 6591.13 | 6591.13 | EGP | MAT_Raw
Abo Shanab El Agamien _0195 |  | RFQ-00084 | Mostafa Shourbagi | MEP (Electro Mechanical) | 2024-07-15 | Ductile Iron Materials | Approved | 2 - 2- Iz. Kariman Sednaoui.2- Iz. Kariman Sednaoui-Bill No. 2 - Forcemain-10-2.3.3-a | Flange socket with puddle flanged pieces 250mm | ECH | 7 | 2 | 5476.71 | 10953.42 | MAT_Raw | GCF | 2 - 2- Iz. Kariman Sednaoui.2- Iz. Kariman Sednaoui-Bill No. 2 - Forcemain-10-2.3.3-a | Flange socket with puddle flanged pieces 250mm | ECH | 2 | 29433 | 58866 | EGP | MAT_Raw
Abo Shanab El Agamien _0195 |  | RFQ-00084 | Mostafa Shourbagi | MEP (Electro Mechanical) | 2024-07-15 | Ductile Iron Materials | Approved | 6 - 6-Huwaydi Village.6-Huwaydi Village-Bill No. 2 - Forcemain-10-2.3.3-a | Flange socket with puddle flanged pieces 250mm | ECH | 6 | 2 | 5476.71 | 10953.42 | MAT_Raw | GCF | 6 - 6-Huwaydi Village.6-Huwaydi Village-Bill No. 2 - Forcemain-10-2.3.3-a | Flange socket with puddle flanged pieces 250mm | ECH | 2 | 29433 | 58866 | EGP | MAT_Raw
Abo Shanab El Agamien _0195 |  | RFQ-00084 | Mostafa Shourbagi | MEP (Electro Mechanical) | 2024-07-15 | Ductile Iron Materials | Approved | 5 - 5-Tahawi Village.5-Tahawi Village-Bill No. 2 - Forcemain-10-2.3.3-a | Flange socket with puddle flanged pieces 200mm | ECH | 4 | 2 | 3912.51 | 7825.02 | MAT_Raw | GCF | 5 - 5-Tahawi Village.5-Tahawi Village-Bill No. 2 - Forcemain-10-2.3.3-a | Flange socket with puddle flanged pieces 200mm | ECH | 2 | 25119 | 50238 | EGP | MAT_Raw
Abo Shanab El Agamien _0195 |  | RFQ-00084 | Mostafa Shourbagi | MEP (Electro Mechanical) | 2024-07-15 | Ductile Iron Materials | Approved | 4 - 4-Iz. Al Biltaji.4-Iz. Al Biltaji-Bill No. 2 - Forcemain-10-2.3.3-a | Flange socket with puddle flanged pieces 200mm | ECH | 5 | 4 | 3912.51 | 15650.04 | MAT_Raw | GCF | 4 - 4-Iz. Al Biltaji.4-Iz. Al Biltaji-Bill No. 2 - Forcemain-10-2.3.3-a | Flange socket with puddle flanged pieces 200mm | ECH | 4 | 25119 | 100476 | EGP | MAT_Raw
Abo Shanab El Agamien _0195 |  | RFQ-00084 | Mostafa Shourbagi | MEP (Electro Mechanical) | 2024-07-15 | Ductile Iron Materials | Approved | 8 - 8-Iz. Abd Al-Qawy Salem & Iz. Z.8-Iz. Abd Al-Qawy Salem & Iz. Zaraby-Bill No. 2 - Forcemain-10-2.3.3-a | Flange socket with puddle flanged pieces 200mm | ECH | 10 | 2 | 3912.51 | 7825.02 | MAT_Raw | GCF | 8 - 8-Iz. Abd Al-Qawy Salem & Iz. Z.8-Iz. Abd Al-Qawy Salem & Iz. Zaraby-Bill No. 2 - Forcemain-10-2.3.3-a | Flange socket with puddle flanged pieces 200mm | ECH | 2 | 25119 | 50238 | EGP | MAT_Raw
Abo Shanab El Agamien _0195 |  | RFQ-00084 | Mostafa Shourbagi | MEP (Electro Mechanical) | 2024-07-15 | Ductile Iron Materials | Approved | 2 - 2- Iz. Kariman Sednaoui.2- Iz. Kariman Sednaoui-Bill No. 2 - Forcemain-10-2.3.3-b | Flange spigot with puddle flanged pieces 250mm | ECH | 6 | 2 | 4172.54 | 8345.08 | MAT_Raw | GCF | 2 - 2- Iz. Kariman Sednaoui.2- Iz. Kariman Sednaoui-Bill No. 2 - Forcemain-10-2.3.3-b | Flange spigot with puddle flanged pieces 250mm | ECH | 2 | 9811 | 19622 | EGP | MAT_Raw
Abo Shanab El Agamien _0195 |  | RFQ-00084 | Mostafa Shourbagi | MEP (Electro Mechanical) | 2024-07-15 | Ductile Iron Materials | Approved | 6 - 6-Huwaydi Village.6-Huwaydi Village-Bill No. 2 - Forcemain-10-2.3.3-b | Flange spigot with puddle flanged pieces 250mm | ECH | 6 | 2 | 4172.54 | 8345.08 | MAT_Raw | GCF | 6 - 6-Huwaydi Village.6-Huwaydi Village-Bill No. 2 - Forcemain-10-2.3.3-b | Flange spigot with puddle flanged pieces 250mm | ECH | 2 | 9811 | 19622 | EGP | MAT_Raw
Abo Shanab El Agamien _0195 |  | RFQ-00084 | Mostafa Shourbagi | MEP (Electro Mechanical) | 2024-07-15 | Ductile Iron Materials | Approved | 8 - 8-Iz. Abd Al-Qawy Salem & Iz. Z.8-Iz. Abd Al-Qawy Salem & Iz. Zaraby-Bill No. 2 - Forcemain-10-2.3.2-b | Tee 200/100 | ECH | 5 | 1 | 2025 | 2025 | MAT_Raw | GCF | 8 - 8-Iz. Abd Al-Qawy Salem & Iz. Z.8-Iz. Abd Al-Qawy Salem & Iz. Zaraby-Bill No. 2 - Forcemain-10-2.3.2-b | Tee 200/100 | ECH | 1 | 3225 | 3225 | EGP | MAT_Raw
Abo Shanab El Agamien _0195 |  | RFQ-00084 | Mostafa Shourbagi | MEP (Electro Mechanical) | 2024-07-15 | Ductile Iron Materials | Approved | 4 - 4-Iz. Al Biltaji.4-Iz. Al Biltaji-Bill No. 2 - Forcemain-10-2.3.2-b | Tee 200/100 | ECH | 3 | 1 | 2025 | 2025 | MAT_Raw | GCF | 4 - 4-Iz. Al Biltaji.4-Iz. Al Biltaji-Bill No. 2 - Forcemain-10-2.3.2-b | Tee 200/100 | ECH | 1 | 3225 | 3225 | EGP | MAT_Raw
Abo Shanab El Agamien _0195 |  | RFQ-00084 | Mostafa Shourbagi | MEP (Electro Mechanical) | 2024-07-15 | Ductile Iron Materials | Approved | 8 - 8-Iz. Abd Al-Qawy Salem & Iz. Z.8-Iz. Abd Al-Qawy Salem & Iz. Zaraby-Bill No. 2 - Forcemain-10-2.3.3-b | Flange spigot with puddle flanged pieces 200mm | ECH | 9 | 2 | 3103.4 | 6206.8 | MAT_Raw | GCF | 8 - 8-Iz. Abd Al-Qawy Salem & Iz. Z.8-Iz. Abd Al-Qawy Salem & Iz. Zaraby-Bill No. 2 - Forcemain-10-2.3.3-b | Flange spigot with puddle flanged pieces 200mm | ECH | 2 | 8373 | 16746 | EGP | MAT_Raw
Abo Shanab El Agamien _0195 |  | RFQ-00084 | Mostafa Shourbagi | MEP (Electro Mechanical) | 2024-07-15 | Ductile Iron Materials | Approved | 5 - 5-Tahawi Village.5-Tahawi Village-Bill No. 2 - Forcemain-10-2.3.3-b | Flange spigot with puddle flanged pieces 200mm | ECH | 4 | 4 | 3103.4 | 12413.6 | MAT_Raw | GCF | 5 - 5-Tahawi Village.5-Tahawi Village-Bill No. 2 - Forcemain-10-2.3.3-b | Flange spigot with puddle flanged pieces 200mm | ECH | 4 | 8373 | 33492 | EGP | MAT_Raw
Abo Shanab El Agamien _0195 |  | RFQ-00084 | Mostafa Shourbagi | MEP (Electro Mechanical) | 2024-07-15 | Ductile Iron Materials | Approved | 4 - 4-Iz. Al Biltaji.4-Iz. Al Biltaji-Bill No. 2 - Forcemain-10-2.3.3-b | Flange spigot with puddle flanged pieces 200mm | ECH | 4 | 2 | 3103.4 | 6206.8 | MAT_Raw | GCF | 4 - 4-Iz. Al Biltaji.4-Iz. Al Biltaji-Bill No. 2 - Forcemain-10-2.3.3-b | Flange spigot with puddle flanged pieces 200mm | ECH | 2 | 8373 | 16746 | EGP | MAT_Raw
Abo Shanab El Agamien _0195 |  | RFQ-00084 | Mostafa Shourbagi | MEP (Electro Mechanical) | 2024-07-15 | Ductile Iron Materials | Approved | Total | Supplying, installing, connecting and testing of ductile iron pipes with diameter 150 mm for wash-out chamber and inlet pipe (in the case of chamber Type-A) , the item includes all pipes, fittings, gaskets, flexible joint, bolts, nut, washers, non-shrink mortar and all required works for completion and performance of the work item in accordance with the Contract Drawings, Specifications, the Ministerial Decree No. (277 / 2000) and its annexes No. 14 /2002) and the Engineer's instructions. | ECH | 8 | 8 | 3277.5 | 26220 | MAT_Misc | GCF | Total | Supplying, installing, connecting and testing of ductile iron pipes with diameter 150 mm for wash-out chamber and inlet pipe (in the case of chamber Type-A) , the item includes all pipes, fittings, gaskets, flexible joint, bolts, nut, washers, non-shrink mortar and all required works for completion and performance of the work item in accordance with the Contract Drawings, Specifications, the Ministerial Decree No. (277 / 2000) and its annexes No. 14 /2002) and the Engineer's instructions. | ECH | 8 | 6003 | 48024 | EGP | MAT_Misc
Abo Shanab El Agamien _0195 |  | RFQ-00084 | Mostafa Shourbagi | MEP (Electro Mechanical) | 2024-07-15 | Ductile Iron Materials | Approved | Total | Supplying, installing, connecting and testing of ductile iron pipes with diameter 150 mm for wash-out chamber and inlet pipe (in the case of chamber Type-A) , the item includes all pipes, fittings, gaskets, flexible joint, bolts, nut, washers, non-shrink mortar and all required works for completion and performance of the work item in accordance with the Contract Drawings, Specifications, the Ministerial Decree No. (277 / 2000) and its annexes No. 14 /2002) and the Engineer's instructions. | ECH | 1 | 1 | 3277.5 | 3277.5 | MAT_Misc | GCF | Total | Supplying, installing, connecting and testing of ductile iron pipes with diameter 150 mm for wash-out chamber and inlet pipe (in the case of chamber Type-A) , the item includes all pipes, fittings, gaskets, flexible joint, bolts, nut, washers, non-shrink mortar and all required works for completion and performance of the work item in accordance with the Contract Drawings, Specifications, the Ministerial Decree No. (277 / 2000) and its annexes No. 14 /2002) and the Engineer's instructions. | ECH | 1 | 2001 | 2001 | EGP | MAT_Misc
Abo Shanab El Agamien _0195 |  | RFQ-00084 | Mostafa Shourbagi | MEP (Electro Mechanical) | 2024-07-15 | Ductile Iron Materials | Approved | Total | Supplying, installing, connecting and testing of ductile iron pipes with diameter 150 mm for wash-out chamber and inlet pipe (in the case of chamber Type-A) , the item includes all pipes, fittings, gaskets, flexible joint, bolts, nut, washers, non-shrink mortar and all required works for completion and performance of the work item in accordance with the Contract Drawings, Specifications, the Ministerial Decree No. (277 / 2000) and its annexes No. 14 /2002) and the Engineer's instructions. | ECH | 1 | 1 | 3277.5 | 3277.5 | MAT_Misc | GCF | Total | Supplying, installing, connecting and testing of ductile iron pipes with diameter 150 mm for wash-out chamber and inlet pipe (in the case of chamber Type-A) , the item includes all pipes, fittings, gaskets, flexible joint, bolts, nut, washers, non-shrink mortar and all required works for completion and performance of the work item in accordance with the Contract Drawings, Specifications, the Ministerial Decree No. (277 / 2000) and its annexes No. 14 /2002) and the Engineer's instructions. | ECH | 1 | 5002 | 5002 | EGP | MAT_Misc
Abo Shanab El Agamien _0195 |  | RFQ-00084 | Mostafa Shourbagi | MEP (Electro Mechanical) | 2024-07-15 | Ductile Iron Materials | Approved | 9 - 9-Iz. Seror.9-Iz. Seror-BILL NO. 1: SEWAGE NETWORK-6-1.5.2-a | DN 250mm, DI pipe, K9 | ECH | 16 | 5 | 1569.75 | 7848.75 | MAT_Raw | GCF | 9 - 9-Iz. Seror.9-Iz. Seror-BILL NO. 1: SEWAGE NETWORK-6-1.5.2-a | DN 250mm, DI pipe, K9 | ECH | 5 | 9819 | 49095 | EGP | MAT_Raw
Abo Shanab El Agamien _0195 |  | RFQ-00084 | Mostafa Shourbagi | MEP (Electro Mechanical) | 2024-07-15 | Ductile Iron Materials | Approved | 1 - Sharaf Al Deen-Bill No. 2 - Forcemain-16-2.3.2-a | Tee 300/150 | ECH | 5 | 1 | 4676 | 4676 | MAT_Raw | GCF | 1 - Sharaf Al Deen-Bill No. 2 - Forcemain-16-2.3.2-a | Tee 300/150 | ECH | 1 | 7425 | 7425 | EGP | MAT_Raw
Abo Shanab El Agamien _0195 |  | RFQ-00084 | Mostafa Shourbagi | MEP (Electro Mechanical) | 2024-07-15 | Ductile Iron Materials | Approved | 1 - Sharaf Al Deen-Bill No. 2 - Forcemain-16-2.3.3-b | Flange spigot with puddle flanged pieces 300mm | ECH | 9 | 2 | 5372.69 | 10745.38 | MAT_Raw | GCF | 1 - Sharaf Al Deen-Bill No. 2 - Forcemain-16-2.3.3-b | Flange spigot with puddle flanged pieces 300mm | ECH | 2 | 12255 | 24510 | EGP | MAT_Raw
Abo Shanab El Agamien _0195 |  | RFQ-00084 | Mostafa Shourbagi | MEP (Electro Mechanical) | 2024-07-15 | Ductile Iron Materials | Approved | 2 - 2- Iz. Kariman Sednaoui.2- Iz. Kariman Sednaoui-Bill No. 2 - Forcemain-10-2.3.2-b | Tee 250/100 | ECH | 3 | 1 | 3230 | 3230 | MAT_Raw | GCF | 2 - 2- Iz. Kariman Sednaoui.2- Iz. Kariman Sednaoui-Bill No. 2 - Forcemain-10-2.3.2-b | Tee 250/100 | ECH | 1 | 5025 | 5025 | EGP | MAT_Raw
Abo Shanab El Agamien _0195 |  | RFQ-00084 | Mostafa Shourbagi | MEP (Electro Mechanical) | 2024-07-15 | Ductile Iron Materials | Approved | 6 - 6-Huwaydi Village.6-Huwaydi Village-Bill No. 3.1 - Huwaydi Village Main Pumping Station (Mechanical works)-19-3.4.4-c. | Tee, 250/150 mm. | ECH | 3 | 1 | 3615 | 3615 | MAT_Raw | GCF | 6 - 6-Huwaydi Village.6-Huwaydi Village-Bill No. 3.1 - Huwaydi Village Main Pumping Station (Mechanical works)-19-3.4.4-c. | Tee, 250/150 mm. | ECH | 1 | 5513 | 5513 | EGP | MAT_Raw
Abo Shanab El Agamien _0195 |  | RFQ-00085 | Mostafa Shourbagi | MEP (Electro Mechanical) | 2024-07-15 | Ductile Iron Materials | Approved | Total | Supplying, installing, connecting and testing of ductile iron pipes with diameter 150 mm for wash-out chamber and inlet pipe (in the case of chamber Type-A) , the item includes all pipes, fittings, gaskets, flexible joint, bolts, nut, washers, non-shrink mortar and all required works for completion and performance of the work item in accordance with the Contract Drawings, Specifications, the Ministerial Decree No. (277 / 2000) and its annexes No. 14 /2002) and the Engineer's instructions. | ECH | 1 | 1 | 3277.5 | 3277.5 | MAT_Misc | GCF | Total | Supplying, installing, connecting and testing of ductile iron pipes with diameter 150 mm for wash-out chamber and inlet pipe (in the case of chamber Type-A) , the item includes all pipes, fittings, gaskets, flexible joint, bolts, nut, washers, non-shrink mortar and all required works for completion and performance of the work item in accordance with the Contract Drawings, Specifications, the Ministerial Decree No. (277 / 2000) and its annexes No. 14 /2002) and the Engineer's instructions. | ECH | 1 | 3229 | 3229 | EGP | MAT_Misc
Abo Shanab El Agamien _0195 |  | RFQ-00085 | Mostafa Shourbagi | MEP (Electro Mechanical) | 2024-07-15 | Ductile Iron Materials | Approved | Total | Supplying, installing, connecting and testing of ductile iron pipes with diameter 150 mm for wash-out chamber and inlet pipe (in the case of chamber Type-A) , the item includes all pipes, fittings, gaskets, flexible joint, bolts, nut, washers, non-shrink mortar and all required works for completion and performance of the work item in accordance with the Contract Drawings, Specifications, the Ministerial Decree No. (277 / 2000) and its annexes No. 14 /2002) and the Engineer's instructions. | ECH | 3 | 3 | 3277.5 | 9832.5 | MAT_Misc | GCF | Total | Supplying, installing, connecting and testing of ductile iron pipes with diameter 150 mm for wash-out chamber and inlet pipe (in the case of chamber Type-A) , the item includes all pipes, fittings, gaskets, flexible joint, bolts, nut, washers, non-shrink mortar and all required works for completion and performance of the work item in accordance with the Contract Drawings, Specifications, the Ministerial Decree No. (277 / 2000) and its annexes No. 14 /2002) and the Engineer's instructions. | ECH | 3 | 8004 | 24012 | EGP | MAT_Misc
Abo Shanab El Agamien _0195 |  | RFQ-00085 | Mostafa Shourbagi | MEP (Electro Mechanical) | 2024-07-15 | Ductile Iron Materials | Approved | Total | DI Double Spigot Pipe DN250 PN10 L = 1500mm وصلة ماسورة بذيلين | ECH | 1 | 1 | 0 | 0 | MAT_Raw | GCF | Total | DI Double Spigot Pipe DN250 PN10 L = 1500mm وصلة ماسورة بذيلين | ECH | 1 | 0 | 0 | EGP | MAT_Raw
Abo Shanab El Agamien _0195 |  | RFQ-00085 | Mostafa Shourbagi | MEP (Electro Mechanical) | 2024-07-15 | Ductile Iron Materials | Approved | Total | DI Flanged Socket Piece DN150 PN10 L = 135mm بردة فلانشة و رأس | ECH | 1 | 1 | 0 | 0 | MAT_Raw | GCF | Total | DI Flanged Socket Piece DN150 PN10 L = 135mm بردة فلانشة و رأس | ECH | 1 | 1207 | 1207 | EGP | MAT_Raw
Abo Shanab El Agamien _0195 |  | RFQ-00085 | Mostafa Shourbagi | MEP (Electro Mechanical) | 2024-07-15 | Ductile Iron Materials | Approved | Total | Ductile Iron Double Socket Bend 45° DN 150 PN10 كوع 45° زهر مرن بالرؤوس | ECH | 3 | 3 | 0 | 0 | MAT_Raw | GCF | Total | Ductile Iron Double Socket Bend 45° DN 150 PN10 كوع 45° زهر مرن بالرؤوس | ECH | 3 | 1479 | 4437 | EGP | MAT_Raw
Abo Shanab El Agamien _0195 |  | RFQ-00085 | Mostafa Shourbagi | MEP (Electro Mechanical) | 2024-07-15 | Ductile Iron Materials | Approved | 9 - 9-Iz. Seror.9-Iz. Seror-Bill No. 2 - Forcemain-13-2.5.3-a | Flange socket with puddle flanged pieces 150mm | ECH | 2 | 2 | 3129.4 | 6258.8 | MAT_Raw | GCF | 9 - 9-Iz. Seror.9-Iz. Seror-Bill No. 2 - Forcemain-13-2.5.3-a | Flange socket with puddle flanged pieces 150mm | ECH | 2 | 19398 | 38796 | EGP | MAT_Raw
Abo Shanab El Agamien _0195 |  | RFQ-00085 | Mostafa Shourbagi | MEP (Electro Mechanical) | 2024-07-15 | Ductile Iron Materials | Approved | 9 - 9-Iz. Seror.9-Iz. Seror-Bill No. 2 - Forcemain-11-2.3.3-b | Flange spigot with puddle flanged pieces 150mm | ECH | 5 | 3 | 2243.29 | 6729.87 | MAT_Raw | GCF | 9 - 9-Iz. Seror.9-Iz. Seror-Bill No. 2 - Forcemain-11-2.3.3-b | Flange spigot with puddle flanged pieces 150mm | ECH | 3 | 6466 | 19398 | EGP | MAT_Raw
Abo Shanab El Agamien _0195 |  | RFQ-00085 | Mostafa Shourbagi | MEP (Electro Mechanical) | 2024-07-15 | Ductile Iron Materials | Approved | 9 - 9-Iz. Seror.9-Iz. Seror-Bill No. 2 - Forcemain-11-2.3.5-b | 90� (150mm) | ECH | 1 | 1 | 964 | 964 | MAT_Raw | GCF | 9 - 9-Iz. Seror.9-Iz. Seror-Bill No. 2 - Forcemain-11-2.3.5-b | 90� (150mm) | ECH | 1 | 1743 | 1743 | EGP | MAT_Raw
Abo Shanab El Agamien _0195 |  | RFQ-00085 | Mostafa Shourbagi | MEP (Electro Mechanical) | 2024-07-15 | Ductile Iron Materials | Approved | 9 - 9-Iz. Seror.9-Iz. Seror-Bill No. 2 - Forcemain-11-2.3.5-a | 45� (150mm) | ECH | 1 | 1 | 892 | 892 | MAT_Raw | GCF | 9 - 9-Iz. Seror.9-Iz. Seror-Bill No. 2 - Forcemain-11-2.3.5-a | 45� (150mm) | ECH | 1 | 1479 | 1479 | EGP | MAT_Raw
Qasr Rashwan Lot A _0207 |  | RFQ-00043 | Mostafa Shourbagi | MEP (Electro Mechanical) | 2024-07-14 | Rubber Gaskets for DI Materials | Approved | Total | Tyton Rubber Gaske t for Sockets DN 150 | ECH | 22 | 22 | 15.8 | 347.6 | MAT_Misc | GCF | Total | Tyton Rubber Gaske t for Sockets DN 150 | ECH | 22 | 180 | 3960 | EGP | MAT_Misc
Qasr Rashwan Lot A _0207 |  | RFQ-00043 | Mostafa Shourbagi | MEP (Electro Mechanical) | 2024-07-14 | Rubber Gaskets for DI Materials | Approved | Total | Tyton Rubber Gaske t for Sockets DN 200 | ECH | 10 | 10 | 20.41 | 204.1 | MAT_Misc | GCF | Total | Tyton Rubber Gaske t for Sockets DN 200 | ECH | 10 | 299 | 2990 | EGP | MAT_Misc
Qasr Rashwan Lot A _0207 |  | RFQ-00043 | Mostafa Shourbagi | MEP (Electro Mechanical) | 2024-07-14 | Rubber Gaskets for DI Materials | Approved | Total | Tyton Rubber Gaske t for Sockets DN 250 | ECH | 28 | 28 | 26.04 | 729.12 | MAT_Misc | GCF | Total | Tyton Rubber Gaske t for Sockets DN 250 | ECH | 28 | 526 | 14728 | EGP | MAT_Misc
Qasr Rashwan Lot A _0207 |  | RFQ-00043 | Mostafa Shourbagi | MEP (Electro Mechanical) | 2024-07-14 | Rubber Gaskets for DI Materials | Approved | Total | Tyton Rubber Gaske t for Sockets DN 300 | ECH | 18 | 18 | 32.67 | 588.06 | MAT_Misc | GCF | Total | Tyton Rubber Gaske t for Sockets DN 300 | ECH | 18 | 538 | 9684 | EGP | MAT_Misc
Qasr Rashwan Lot A _0207 |  | RFQ-00043 | Mostafa Shourbagi | MEP (Electro Mechanical) | 2024-07-14 | Rubber Gaskets for DI Materials | Approved | Total | Tyton Rubber Gaske t for Sockets DN 350 | ECH | 35 | 35 | 37.74 | 1320.9 | MAT_Misc | GCF | Total | Tyton Rubber Gaske t for Sockets DN 350 | ECH | 35 | 748 | 26180 | EGP | MAT_Misc
Mivida BP#189 |  | RFQ-00106 | Mostafa Shourbagi | MEP (Electro Mechanical) | 2024-07-14 | كتان | Approved | 152105.BAS | PR 95290 FF acc basement | LS | 1 | 1 | 1331.36 | 1331.36 | SC_Supply | El Maadawy | 152105.BAS | PR 95290 FF acc basement | LS | 1 | 8999.84 | 8999.84 | EGP | SC_Supply
Abu Qir Bridge _0214 |  | RFQ-00005 | Mohamed Nader | Procurement | 2024-07-10 | Piles works | Approved | 11 - 2.1.1 | بالمتر الطولي اعمال خوازيق بقطر 120 سم حتي عمق 40 متر بالبر في جميع أنواع التربة عدا الصخرية محفورة ومصبوبة في مواقعها على الأرض الطبيعية والحفر بنظام الحفر باستخدام سائل البنتونيت لسند جوانب الحفر اذا لزم الأمر واتباع كل Bored Piles بالتفريغ المواصفات المقيدة لمثل هذه المشاريع والقيود المتبعة عالميا للوصول بالخازوق الي متطلبات الاحمال والفئة لا تشمل توريد صلب التسليح ولا تشمل توريد الخرسانة الجاهزة والفئة لا تشمل تكسير رؤوس الخ وازيق ولا تشمل اعمال المساحة علي ان تتم الاعمال طبقا لأصول الصناعة وتعليمات المهندس المشر ف وتشمل الاتى : 1 . توريد وخلط واستخدام سائل البنتونيت لسند جوانب الحفر اثناء تنفيذ الاعمال . ٢ . تصنيع وتشكيل وتنزيل تقفيصة حديد التسليح بكامل طول الخازوق . 3 . اعمال مصنعيات صب الخرسانة . 4 . اجراء اختبار التكامل علي الخوازيق بالمنفذة باستخدام الموجات الصوتية . 5 . توفير المعدات اللازمة لخدمات الموقع مثل اللودر والونش وخلافه. نقل 6 نقل ناتج الحفر وناتج البنتونيت وكسحها الي الأماكن التي يحددها مدير المشروع 7 . توريد وخلط واستخدام سائل البنتونيت لسند جوانب الحفر اثناء تنفيذ الاعمال . 8 . اعمال مصنعيات صب الخرسانة . | LM | 4800 | 4800 | 1700 | 8160000 | SC_Apply | Driller | 11 - 2.1.1 | بالمتر الطولي اعمال خوازيق بقطر 120 سم حتي عمق 40 متر بالبر في جميع أنواع التربة عدا الصخرية محفورة ومصبوبة في مواقعها على الأرض الطبيعية والحفر بنظام الحفر باستخدام سائل البنتونيت لسند جوانب الحفر اذا لزم الأمر واتباع كل Bored Piles بالتفريغ المواصفات المقيدة لمثل هذه المشاريع والقيود المتبعة عالميا للوصول بالخازوق الي متطلبات الاحمال والفئة لا تشمل توريد صلب التسليح ولا تشمل توريد الخرسانة الجاهزة والفئة لا تشمل تكسير رؤوس الخ وازيق ولا تشمل اعمال المساحة علي ان تتم الاعمال طبقا لأصول الصناعة وتعليمات المهندس المشر ف وتشمل الاتى : 1 . توريد وخلط واستخدام سائل البنتونيت لسند جوانب الحفر اثناء تنفيذ الاعمال . ٢ . تصنيع وتشكيل وتنزيل تقفيصة حديد التسليح بكامل طول الخازوق . 3 . اعمال مصنعيات صب الخرسانة . 4 . اجراء اختبار التكامل علي الخوازيق بالمنفذة باستخدام الموجات الصوتية . 5 . توفير المعدات اللازمة لخدمات الموقع مثل اللودر والونش وخلافه. نقل 6 نقل ناتج الحفر وناتج البنتونيت وكسحها الي الأماكن التي يحددها مدير المشروع 7 . توريد وخلط واستخدام سائل البنتونيت لسند جوانب الحفر اثناء تنفيذ الاعمال . 8 . اعمال مصنعيات صب الخرسانة . | LM | 4800 | 1700 | 8160000 | EGP | SC_Apply
Abu Qir Bridge _0214 |  | RFQ-00005 | Mohamed Nader | Procurement | 2024-07-10 | Piles works | Approved | 11 - 2.2.1 | بالمتر الطولي اعمال خوازيق بقطر 150 سم حتي عمق 40 متر بالبر في جميع أنواع التربة عدا الصخرية محفورة ومصبوبة في مواقعها علي الأرض الطبيعية والحفر بنظام الحفر باستخدام سائل البنتونيت لسند جوانب الحفر اذا لزم الأمر واتباع Bored Piles ( بالتفريغ كل المواصفات المقيدة لمثل هذه المشاريع والقيود المتبعة عالميا للوصول بالخازوق الى متطلبات الاحمال والفئة لا تشمل توريد صلب التسليح ولا تشمل توريد الخرسانة الجاهزة والفئة لا تشمل تكسير رؤوس الخو ازيق ولا تشمل اعمال المساحة علي ان تتم الاعمال طبقا لأصول الصناعة وتعليمات المهندس المشرف وتشمل الات ى 1 . توريد وخلط واستخدام سائل البنتونيت لسند جوانب الحفر اثناء تنفيذ الاعمال . ٢ . تصنيع وتشكيل وتنزيل تقفيصة حديد التسليح بكامل طول الخازوق . 3 . اعمال مصنعيات صب الخرسانة . 4 . اجراء اختبار التكامل علي الخوازيق بالمنفذة باستخدام الموجات الصوتية . 5 . توفير المعدات اللازمة لخدمات الموقع مثل اللودر والونش وخلافه . 6.نقل ناتج الحفر وناتج البنتونيت وكسحها الي الأماكن التي يحددها مدير المشرو ع 7 . توريد وخلط واستخدام سائل البنتونيت لسند جوانب الحفر اثناء تنفيذ الاعمال . 8 . اعمال مصنعيات صب الخرسانة. | LM | 1200 | 1200 | 2100 | 2520000 | SC_Apply | Driller | 11 - 2.2.1 | بالمتر الطولي اعمال خوازيق بقطر 150 سم حتي عمق 40 متر بالبر في جميع أنواع التربة عدا الصخرية محفورة ومصبوبة في مواقعها علي الأرض الطبيعية والحفر بنظام الحفر باستخدام سائل البنتونيت لسند جوانب الحفر اذا لزم الأمر واتباع Bored Piles ( بالتفريغ كل المواصفات المقيدة لمثل هذه المشاريع والقيود المتبعة عالميا للوصول بالخازوق الى متطلبات الاحمال والفئة لا تشمل توريد صلب التسليح ولا تشمل توريد الخرسانة الجاهزة والفئة لا تشمل تكسير رؤوس الخو ازيق ولا تشمل اعمال المساحة علي ان تتم الاعمال طبقا لأصول الصناعة وتعليمات المهندس المشرف وتشمل الات ى 1 . توريد وخلط واستخدام سائل البنتونيت لسند جوانب الحفر اثناء تنفيذ الاعمال . ٢ . تصنيع وتشكيل وتنزيل تقفيصة حديد التسليح بكامل طول الخازوق . 3 . اعمال مصنعيات صب الخرسانة . 4 . اجراء اختبار التكامل علي الخوازيق بالمنفذة باستخدام الموجات الصوتية . 5 . توفير المعدات اللازمة لخدمات الموقع مثل اللودر والونش وخلافه . 6.نقل ناتج الحفر وناتج البنتونيت وكسحها الي الأماكن التي يحددها مدير المشرو ع 7 . توريد وخلط واستخدام سائل البنتونيت لسند جوانب الحفر اثناء تنفيذ الاعمال . 8 . اعمال مصنعيات صب الخرسانة. | LM | 1200 | 2100 | 2520000 | EGP | SC_Apply
Mivida BP#189 |  | RFQ-00105 | Mostafa Shourbagi | MEP (Electro Mechanical) | 2024-07-14 | ERW Steel Pipes | Approved | 152105.BAS | PR 94986 FF ERW basement | LS | 1 | 1 | 324723.69 | 324723.69 | SC_Supply | Linda | 152105.BAS | PR 94986 FF ERW basement | LS | 1 | 2051382.9 | 2051382.9 | EGP | SC_Supply
Mivida BP#189 |  | RFQ-00107 | Mostafa Shourbagi | MEP (Electro Mechanical) | 2024-07-14 | برايمر + لاكيه | Approved | 152105.BAS | PR 95290 FF acc basement | LS | 1 | 1 | 1331.36 | 1331.36 | SC_Supply | كيماويات البناء الحديث | 152105.BAS | PR 95290 FF acc basement | LS | 1 | 22798.54 | 22798.54 | EGP | SC_Supply
Mivida BP#189 |  | RFQ-00107 | Mostafa Shourbagi | MEP (Electro Mechanical) | 2024-07-14 | برايمر + لاكيه | Approved | 152105.BAS | PR 95289 FF acc basement | LS | 1 | 1 | 5325.44 | 5325.44 | SC_Supply | كيماويات البناء الحديث | 152105.BAS | PR 95289 FF acc basement | LS | 1 | 54854.46 | 54854.46 | EGP | SC_Supply
ORA ZED-Ph 2-Pkgs A&D |  | RFQ-00038 | Sarah Al Shaarawy | MEP (Electro Mechanical) | 2024-07-07 | Supply Busway Package | Approved | E05 | Bimetal feeder bus-way system,1000A, 400V, 35KA, 4W. | LM | 114.3 | 114.3 | 7273.04 | 831308.47 | SC_Supply/Apply | Lectro for Electrical products & Contracting | E05 | Bimetal feeder bus-way system,1000A, 400V, 35KA, 4W. | LM | 114.3 | 170.28 | 19463 | USD | SC_Supply/Apply
ORA ZED-Ph 2-Pkgs A&D |  | RFQ-00038 | Sarah Al Shaarawy | MEP (Electro Mechanical) | 2024-07-07 | Supply Busway Package | Approved | E05 | Type 125A - 4P - 380V - 35KA . | NO | 18 | 18 | 12320.09 | 221761.62 | SC_Supply/Apply | Lectro for Electrical products & Contracting | E05 | Type 125A - 4P - 380V - 35KA . | NO | 18 | 497.71 | 8958.78 | USD | SC_Supply/Apply
ORA ZED-Ph 2-Pkgs A&D |  | RFQ-00038 | Sarah Al Shaarawy | MEP (Electro Mechanical) | 2024-07-07 | Supply Busway Package | Approved | E05 | Type 160A - 4P - 380V -35KA . | NO | 2 | 2 | 13552.38 | 27104.76 | SC_Supply/Apply | Lectro for Electrical products & Contracting | E05 | Type 160A - 4P - 380V -35KA . | NO | 2 | 523.88 | 1047.76 | USD | SC_Supply/Apply
ORA ZED-Ph 2-Pkgs A&D |  | RFQ-00038 | Sarah Al Shaarawy | MEP (Electro Mechanical) | 2024-07-07 | Supply Busway Package | Approved | E05 | Type 80A - 4P - 380V -35KA . | NO | 2 | 2 | 17089.25 | 34178.5 | SC_Supply/Apply | Lectro for Electrical products & Contracting | E05 | Type 80A - 4P - 380V -35KA . | NO | 2 | 484.48 | 968.96 | USD | SC_Supply/Apply
ORA ZED-Ph 2-Pkgs A&D |  | RFQ-00038 | Sarah Al Shaarawy | MEP (Electro Mechanical) | 2024-07-07 | Supply Busway Package | Approved | E06 | Bimetal feeder bus-way system,1000A, 400V, 35KA, 4W. | LM | 82.7 | 82.7 | 7273.04 | 601480.41 | SC_Supply/Apply | Lectro for Electrical products & Contracting | E06 | Bimetal feeder bus-way system,1000A, 400V, 35KA, 4W. | LM | 82.7 | 170.28 | 14082.16 | USD | SC_Supply/Apply
ORA ZED-Ph 2-Pkgs A&D |  | RFQ-00038 | Sarah Al Shaarawy | MEP (Electro Mechanical) | 2024-07-07 | Supply Busway Package | Approved | E06 | Type 160A - 4P - 380V - 35KA . | NO | 2 | 2 | 13552.38 | 27104.76 | SC_Supply/Apply | Lectro for Electrical products & Contracting | E06 | Type 160A - 4P - 380V - 35KA . | NO | 2 | 523.88 | 1047.76 | USD | SC_Supply/Apply
ORA ZED-Ph 2-Pkgs A&D |  | RFQ-00038 | Sarah Al Shaarawy | MEP (Electro Mechanical) | 2024-07-07 | Supply Busway Package | Approved | E06 | Type 125A - 4P - 380V - 35KA . | NO | 18 | 18 | 12320.09 | 221761.62 | SC_Supply/Apply | Lectro for Electrical products & Contracting | E06 | Type 125A - 4P - 380V - 35KA . | NO | 18 | 497.71 | 8958.78 | USD | SC_Supply/Apply
ORA ZED-Ph 2-Pkgs A&D |  | RFQ-00038 | Sarah Al Shaarawy | MEP (Electro Mechanical) | 2024-07-07 | Supply Busway Package | Approved | E06 | Type 80A - 4P - 380V -35KA . | NO | 2 | 2 | 17089.25 | 34178.5 | SC_Supply/Apply | Lectro for Electrical products & Contracting | E06 | Type 80A - 4P - 380V -35KA . | NO | 2 | 484.48 | 968.96 | USD | SC_Supply/Apply
ORA ZED-Ph 2-Pkgs A&D |  | RFQ-00038 | Sarah Al Shaarawy | MEP (Electro Mechanical) | 2024-07-07 | Supply Busway Package | Approved | E07 | Bimetal feeder bus-way system,1000A, 400V, 35KA, 4W. | LM | 221.2 | 221.2 | 7273.04 | 1608796.45 | SC_Supply/Apply | Lectro for Electrical products & Contracting | E07 | Bimetal feeder bus-way system,1000A, 400V, 35KA, 4W. | LM | 221.2 | 170.28 | 37665.94 | USD | SC_Supply/Apply
ORA ZED-Ph 2-Pkgs A&D |  | RFQ-00038 | Sarah Al Shaarawy | MEP (Electro Mechanical) | 2024-07-07 | Supply Busway Package | Approved | E07 | Type 100A - 4P - 380V -35KA . | NO | 1 | 1 | 18252.76 | 18252.76 | SC_Supply/Apply | Lectro for Electrical products & Contracting | E07 | Type 100A - 4P - 380V -35KA . | NO | 1 | 476.47 | 476.47 | USD | SC_Supply/Apply
ORA ZED-Ph 2-Pkgs A&D |  | RFQ-00038 | Sarah Al Shaarawy | MEP (Electro Mechanical) | 2024-07-07 | Supply Busway Package | Approved | E07 | Type 80A - 4P - 380V -35KA . | NO | 1 | 1 | 17089.25 | 17089.25 | SC_Supply/Apply | Lectro for Electrical products & Contracting | E07 | Type 80A - 4P - 380V -35KA . | NO | 1 | 484.48 | 484.48 | USD | SC_Supply/Apply
ORA ZED-Ph 2-Pkgs A&D |  | RFQ-00038 | Sarah Al Shaarawy | MEP (Electro Mechanical) | 2024-07-07 | Supply Busway Package | Approved | E07 | Type 160A - 4P - 380V - 35KA . | NO | 1 | 1 | 13552.38 | 13552.38 | SC_Supply/Apply | Lectro for Electrical products & Contracting | E07 | Type 160A - 4P - 380V - 35KA . | NO | 1 | 523.88 | 523.88 | USD | SC_Supply/Apply
ORA ZED-Ph 2-Pkgs A&D |  | RFQ-00038 | Sarah Al Shaarawy | MEP (Electro Mechanical) | 2024-07-07 | Supply Busway Package | Approved | E08 | Bimetal feeder bus-way system,1000A, 400V, 35KA, 4W. | LM | 114.8 | 114.8 | 7273.04 | 834944.99 | SC_Supply/Apply | Lectro for Electrical products & Contracting | E08 | Bimetal feeder bus-way system,1000A, 400V, 35KA, 4W. | LM | 114.8 | 170.28 | 19548.14 | USD | SC_Supply/Apply
ORA ZED-Ph 2-Pkgs A&D |  | RFQ-00038 | Sarah Al Shaarawy | MEP (Electro Mechanical) | 2024-07-07 | Supply Busway Package | Approved | E08 | Type 160A - 4P - 380V - 35KA . | NO | 4 | 4 | 13552.38 | 54209.52 | SC_Supply/Apply | Lectro for Electrical products & Contracting | E08 | Type 160A - 4P - 380V - 35KA . | NO | 4 | 523.88 | 2095.52 | USD | SC_Supply/Apply
ORA ZED-Ph 2-Pkgs A&D |  | RFQ-00038 | Sarah Al Shaarawy | MEP (Electro Mechanical) | 2024-07-07 | Supply Busway Package | Approved | E08 | Type 125A - 4P - 380V - 35KA . | NO | 16 | 16 | 12320.09 | 197121.44 | SC_Supply/Apply | Lectro for Electrical products & Contracting | E08 | Type 125A - 4P - 380V - 35KA . | NO | 16 | 497.71 | 7963.36 | USD | SC_Supply/Apply
ORA ZED-Ph 2-Pkgs A&D |  | RFQ-00038 | Sarah Al Shaarawy | MEP (Electro Mechanical) | 2024-07-07 | Supply Busway Package | Approved | E08 | Type 80A - 4P - 380V -35KA . | NO | 2 | 2 | 17089.25 | 34178.5 | SC_Supply/Apply | Lectro for Electrical products & Contracting | E08 | Type 80A - 4P - 380V -35KA . | NO | 2 | 484.48 | 968.96 | USD | SC_Supply/Apply
ORA ZED-Ph 2-Pkgs A&D |  | RFQ-00038 | Sarah Al Shaarawy | MEP (Electro Mechanical) | 2024-07-07 | Supply Busway Package | Approved | E07 | Type 125A - 4P - 380V - 35KA . | NO | 19 | 19 | 12320.09 | 234081.71 | SC_Supply/Apply | Lectro for Electrical products & Contracting | E07 | Type 125A - 4P - 380V - 35KA . | NO | 19 | 497.71 | 9456.49 | USD | SC_Supply/Apply
Mivida BP#189 |  | RFQ-00104 | Mostafa Shourbagi | MEP (Electro Mechanical) | 2024-07-10 | Cable Lugs | Approved | 162600.all | PR. 93723 → Cable LUGS | LS | 1 | 1 | 245730 | 245730 | SC_Supply | El Massalla | 162600.all | PR. 93723 → Cable LUGS | LS | 1 | 249952.75 | 249952.75 | EGP | SC_Supply
Abo Shanab El Agamien _0195 |  | RFQ-00079 | Mostafa Shourbagi | MEP (Electro Mechanical) | 2024-07-01 | Ductile Iron Pipes & Puddles | Approved | 2 - 2- Iz. Kariman Sednaoui.2- Iz. Kariman Sednaoui-Bill No.3.4 - Iz. Kariman Sednaoui Pump Station (Mechanical works)-20-3.4.4-b. | Dismantling joint, dia. 250 mm. | ECH | 2 | 1 | 3590 | 3590 | MAT_Raw | GCF | 2 - 2- Iz. Kariman Sednaoui.2- Iz. Kariman Sednaoui-Bill No.3.4 - Iz. Kariman Sednaoui Pump Station (Mechanical works)-20-3.4.4-b. | Dismantling joint, dia. 250 mm. | ECH | 1 | 8264 | 8264 | EGP | MAT_Raw
Abo Shanab El Agamien _0195 |  | RFQ-00079 | Mostafa Shourbagi | MEP (Electro Mechanical) | 2024-07-01 | Ductile Iron Pipes & Puddles | Approved | 6 - 6-Huwaydi Village.6-Huwaydi Village-Bill No. 3.1 - Huwaydi Village Main Pumping Station (Mechanical works)-19-3.4.4-b. | Dismantling joint, dia. 250 mm. | ECH | 2 | 1 | 3590 | 3590 | MAT_Raw | GCF | 6 - 6-Huwaydi Village.6-Huwaydi Village-Bill No. 3.1 - Huwaydi Village Main Pumping Station (Mechanical works)-19-3.4.4-b. | Dismantling joint, dia. 250 mm. | ECH | 1 | 8264 | 8264 | EGP | MAT_Raw
Abo Shanab El Agamien _0195 |  | RFQ-00079 | Mostafa Shourbagi | MEP (Electro Mechanical) | 2024-07-01 | Ductile Iron Pipes & Puddles | Approved | 1 - Sharaf Al Deen-Bill No.3.4 - Sharaf Al Deen Pump Station (Mechanical works)-26-3.4.4-b. | Dismantling joint, dia. 300 mm. | ECH | 2 | 1 | 3990 | 3990 | MAT_Raw | GCF | 1 - Sharaf Al Deen-Bill No.3.4 - Sharaf Al Deen Pump Station (Mechanical works)-26-3.4.4-b. | Dismantling joint, dia. 300 mm. | ECH | 1 | 10779 | 10779 | EGP | MAT_Raw
Abo Shanab El Agamien _0195 |  | RFQ-00079 | Mostafa Shourbagi | MEP (Electro Mechanical) | 2024-07-01 | Ductile Iron Pipes & Puddles | Approved | Iz. Seror | D.I double flanged pipe DN 150 mm - PN 10 - length = 2500 mm | NO | 1 | 1 | 0 | 0 | MAT_Raw | GCF | Iz. Seror | D.I double flanged pipe DN 150 mm - PN 10 - length = 2500 mm | NO | 1 | 9475 | 9475 | EGP | MAT_Raw
Abo Shanab El Agamien _0195 |  | RFQ-00079 | Mostafa Shourbagi | MEP (Electro Mechanical) | 2024-07-01 | Ductile Iron Pipes & Puddles | Approved | Iz. Seror | D.I double flanged pipe DN 150 mm - PN 10 - length = 2000 mm | NO | 1 | 1 | 0 | 0 | MAT_Raw | GCF | Iz. Seror | D.I double flanged pipe DN 150 mm - PN 10 - length = 2000 mm | NO | 1 | 8475 | 8475 | EGP | MAT_Raw
Abo Shanab El Agamien _0195 |  | RFQ-00079 | Mostafa Shourbagi | MEP (Electro Mechanical) | 2024-07-01 | Ductile Iron Pipes & Puddles | Approved | Iz. Seror | D.I double flanged pipe DN 150 mm - PN 10 - length = 1750 mm | NO | 1 | 1 | 0 | 0 | MAT_Raw | GCF | Iz. Seror | D.I double flanged pipe DN 150 mm - PN 10 - length = 1750 mm | NO | 1 | 8475 | 8475 | EGP | MAT_Raw
Abo Shanab El Agamien _0195 |  | RFQ-00079 | Mostafa Shourbagi | MEP (Electro Mechanical) | 2024-07-01 | Ductile Iron Pipes & Puddles | Approved | Iz. Seror | D.I double flanged pipe DN 150 mm - PN 10 - length = 900 mm | NO | 1 | 1 | 0 | 0 | MAT_Raw | GCF | Iz. Seror | D.I double flanged pipe DN 150 mm - PN 10 - length = 900 mm | NO | 1 | 6474 | 6474 | EGP | MAT_Raw
Abo Shanab El Agamien _0195 |  | RFQ-00079 | Mostafa Shourbagi | MEP (Electro Mechanical) | 2024-07-01 | Ductile Iron Pipes & Puddles | Approved | 9 - 9-Iz. Seror.9-Iz. Seror-Bill No. 2 - Forcemain-12-2.4.3-a | Inception chamber | ECH | 2 | 2 | 0 | 0 | MAT_Raw | GCF | 9 - 9-Iz. Seror.9-Iz. Seror-Bill No. 2 - Forcemain-12-2.4.3-a | Inception chamber | ECH | 2 | 1278 | 2556 | EGP | MAT_Raw
Abo Shanab El Agamien _0195 |  | RFQ-00079 | Mostafa Shourbagi | MEP (Electro Mechanical) | 2024-07-01 | Ductile Iron Pipes & Puddles | Approved | 9 - 9-Iz. Seror.9-Iz. Seror-Bill No. 2 - Forcemain-12-2.4.3-b | Wash-out valve chamber | ECH | 2 | 2 | 0 | 0 | MAT_Raw | GCF | 9 - 9-Iz. Seror.9-Iz. Seror-Bill No. 2 - Forcemain-12-2.4.3-b | Wash-out valve chamber | ECH | 2 | 1170 | 2340 | EGP | MAT_Raw
ORA ZED-Ph 2-Pkgs A&D |  | RFQ-00039 | Purchasing Engineers | Purchasing | 2024-07-08 | Ready Mix Concrete | Approved | All areas | Ready Mix Concrete 200 kg/cm2, OPC CC 300 kg/m3 | CBM | 1000 | 117 | 585 | 68445 | SC_Supply/Apply | ELsewedy for readymix | All areas | Ready Mix Concrete 200 kg/cm2, OPC CC 300 kg/m3 | CBM | 117 | 1448.02 | 169418.34 | EGP | SC_Supply/Apply
ORA ZED-Ph 2-Pkgs A&D |  | RFQ-00039 | Purchasing Engineers | Purchasing | 2024-07-08 | Ready Mix Concrete | Approved | All areas | Ready Mix Concrete 400 kg/cm2, OPC CC 430 kg/m3 | CBM | 1000 | 139 | 700 | 97300 | SC_Supply/Apply | ELsewedy for readymix | All areas | Ready Mix Concrete 400 kg/cm2, OPC CC 430 kg/m3 | CBM | 139 | 1725.09 | 239787.51 | EGP | SC_Supply/Apply
ORA ZED-Ph 2-Pkgs A&D |  | RFQ-00039 | Purchasing Engineers | Purchasing | 2024-07-08 | Ready Mix Concrete | Approved | All areas | Pump with height 47:52 m | CBM | 1000 | 1 | 51.3 | 51.3 | SC_Supply/Apply | ELsewedy for readymix | All areas | Pump with height 47:52 m | CBM | 1 | 70 | 70 | EGP | SC_Supply/Apply
ORA ZED-Ph 2-Pkgs A&D |  | RFQ-00039 | Purchasing Engineers | Purchasing | 2024-07-08 | Ready Mix Concrete | Approved | All areas | Pump up to 56m | CBM | 1000 | 1 | 62.7 | 62.7 | SC_Supply/Apply | ELsewedy for readymix | All areas | Pump up to 56m | CBM | 1 | 90 | 90 | EGP | SC_Supply/Apply
ORA ZED-Ph 2-Pkgs A&D |  | RFQ-00039 | Purchasing Engineers | Purchasing | 2024-07-08 | Ready Mix Concrete | Approved | All areas | Waterproof additives | CBM | 600 | 1 | 25 | 25 | SC_Supply/Apply | ELsewedy for readymix | All areas | Waterproof additives | CBM | 1 | 55 | 55 | EGP | SC_Supply/Apply
Mivida BP#189 |  | RFQ-00102 | Purchasing Engineers | Purchasing | 2024-07-08 | Ready Mix Concrete | Approved | 303.conc | Ready Mix Concrete 200 kg/cm2, OPC CC 280 kg/m3 | CBM | 500 | 27 | 725 | 19575 | SC_Supply/Apply | ELsewedy for readymix | 303.conc | Ready Mix Concrete 200 kg/cm2, OPC CC 280 kg/m3 | CBM | 27 | 1393 | 37611 | EGP | SC_Supply/Apply
Mivida BP#189 |  | RFQ-00102 | Purchasing Engineers | Purchasing | 2024-07-08 | Ready Mix Concrete | Approved | 303.conc | Ready Mix Concrete 400 kg/cm2, OPC CC 420 kg/m3 | CBM | 500 | 94 | 870 | 81780 | SC_Supply/Apply | ELsewedy for readymix | 303.conc | Ready Mix Concrete 400 kg/cm2, OPC CC 420 kg/m3 | CBM | 94 | 1761 | 165534 | EGP | SC_Supply/Apply
Mivida BP#189 |  | RFQ-00102 | Purchasing Engineers | Purchasing | 2024-07-08 | Ready Mix Concrete | Approved | 303.conc | Pump with height up to 36 : 42 m | CBM | 500 | 1 | 45.6 | 45.6 | SC_Supply/Apply | ELsewedy for readymix | 303.conc | Pump with height up to 36 : 42 m | CBM | 1 | 60 | 60 | EGP | SC_Supply/Apply
Mivida BP#189 |  | RFQ-00102 | Purchasing Engineers | Purchasing | 2024-07-08 | Ready Mix Concrete | Approved | 303.conc | Pump with height up to 47 : 49 m | CBM | 500 | 1 | 45.6 | 45.6 | SC_Supply/Apply | ELsewedy for readymix | 303.conc | Pump with height up to 47 : 49 m | CBM | 1 | 70 | 70 | EGP | SC_Supply/Apply
Mivida BP#189 |  | RFQ-00102 | Purchasing Engineers | Purchasing | 2024-07-08 | Ready Mix Concrete | Approved | 303.conc | Pump with height up to 56 m | CBM | 500 | 1 | 45.6 | 45.6 | SC_Supply/Apply | ELsewedy for readymix | 303.conc | Pump with height up to 56 m | CBM | 1 | 90 | 90 | EGP | SC_Supply/Apply
Mivida BP#189 |  | RFQ-00102 | Purchasing Engineers | Purchasing | 2024-07-08 | Ready Mix Concrete | Approved | 303.conc | Waterproof Additives | CBM | 300 | 1 | 35 | 35 | SC_Supply/Apply | ELsewedy for readymix | 303.conc | Waterproof Additives | CBM | 1 | 55 | 55 | EGP | SC_Supply/Apply
Qasr Rashwan - Lot B _0208 |  | RFQ-00036 | Ibrahim Ahmed | MEP (Electro Mechanical) | 2024-07-08 | supply Water Hammering System | Approved | 14.15 - Abou Hussein-Bill No.3.4: Mechanical Works - Pumping Station-3.4.6-a. | Supply, Test, Delivery, Erection of Hammering control systems, complete all accessories as per Contract documents, the Contractor is responsible for the anti- hammer system .protection system comprises of the following components:- - Hybrid surge vessel 5 m3 ( d: 1.5 m - 3 m height ) | ECH | 1 | 1 | 1516725 | 1516725 | MAT_Raw | الزهراء لاعمال التكييف | 14.15 - Abou Hussein-Bill No.3.4: Mechanical Works - Pumping Station-3.4.6-a. | Supply, Test, Delivery, Erection of Hammering control systems, complete all accessories as per Contract documents, the Contractor is responsible for the anti- hammer system .protection system comprises of the following components:- - Hybrid surge vessel 5 m3 ( d: 1.5 m - 3 m height ) | ECH | 1 | 515250 | 515250 | EGP | MAT_Raw
Qasr Rashwan - Lot B _0208 |  | RFQ-00036 | Ibrahim Ahmed | MEP (Electro Mechanical) | 2024-07-08 | supply Water Hammering System | Approved | 15.15 - Al Burm-Bill No.3.4: Mechanical Works - Pumping Station-3.4.6-a. | Supply, Test, Delivery, Erection of Hammering control systems, complete all accessories as per Contract documents, the Contractor is responsible for the anti- hammer system .protection system comprises of the following components:- - Hybrid surge vessel 5 m3 ( d: 1.5 m - 3 m height ) | ECH | 1 | 1 | 1516725 | 1516725 | MAT_Raw | الزهراء لاعمال التكييف | 15.15 - Al Burm-Bill No.3.4: Mechanical Works - Pumping Station-3.4.6-a. | Supply, Test, Delivery, Erection of Hammering control systems, complete all accessories as per Contract documents, the Contractor is responsible for the anti- hammer system .protection system comprises of the following components:- - Hybrid surge vessel 5 m3 ( d: 1.5 m - 3 m height ) | ECH | 1 | 515250 | 515250 | EGP | MAT_Raw
Qasr Rashwan - Lot B _0208 |  | RFQ-00036 | Ibrahim Ahmed | MEP (Electro Mechanical) | 2024-07-08 | supply Water Hammering System | Approved | 10.15 - Abd Al Azeem Al Sofy -Bill No.3.4: Mechanical Works - Pumping Station-3.4.6-a. | Supply, Test, Delivery, Erection of Hammering control systems, complete with compressors and all accessories as per Contract documents, the Contractor is responsible for the anti-hammer system .protection system comprises of the following components:- - Surge vessel 12 m3 ( d: 1.9 m - 4.3 m height ) | ECH | 1 | 1 | 2749011.83 | 2749011.83 | MAT_Raw | الزهراء لاعمال التكييف | 10.15 - Abd Al Azeem Al Sofy -Bill No.3.4: Mechanical Works - Pumping Station-3.4.6-a. | Supply, Test, Delivery, Erection of Hammering control systems, complete with compressors and all accessories as per Contract documents, the Contractor is responsible for the anti-hammer system .protection system comprises of the following components:- - Surge vessel 12 m3 ( d: 1.9 m - 4.3 m height ) | ECH | 1 | 1300000 | 1300000 | EGP | MAT_Raw
Qasr Rashwan - Lot B _0208 |  | RFQ-00037 | Ibrahim Ahmed | MEP (Electro Mechanical) | 2024-07-08 | supply Basket screen | Approved | 14.15 - Abou Hussein-Bill No.3.4: Mechanical Works - Pumping Station--3.4.9 | Basket screen including all accessories as specified in technical specifications. | NO | 2 | 2 | 260447.96 | 520895.92 | MAT_Raw | الزهراء لاعمال التكييف | 14.15 - Abou Hussein-Bill No.3.4: Mechanical Works - Pumping Station--3.4.9 | Basket screen including all accessories as specified in technical specifications. | NO | 2 | 164340 | 328680 | EGP | MAT_Raw
Qasr Rashwan - Lot B _0208 |  | RFQ-00037 | Ibrahim Ahmed | MEP (Electro Mechanical) | 2024-07-08 | supply Basket screen | Approved | 12.15 - Suleiman Tadrus-Bill No.3.4: Mechanical Works - Pumping Station--3.4.9 | Basket screen including all accessories as specified in technical specifications. | NO | 2 | 2 | 260447.96 | 520895.92 | MAT_Raw | الزهراء لاعمال التكييف | 12.15 - Suleiman Tadrus-Bill No.3.4: Mechanical Works - Pumping Station--3.4.9 | Basket screen including all accessories as specified in technical specifications. | NO | 2 | 394250 | 788500 | EGP | MAT_Raw
Qasr Rashwan - Lot B _0208 |  | RFQ-00036 | Ibrahim Ahmed | MEP (Electro Mechanical) | 2024-07-08 | supply Water Hammering System | Approved | 12.15 - Suleiman Tadrus-Bill No.3.4: Mechanical Works - Pumping Station-3.4.6-a. | Supply, Test, Delivery, Erection of Hammering control systems, complete with all accessories as per Contract documents, the Contractor is responsible for the anti-hammer system .protection system comprises of the following components:- - Hybrid surge vessel 5 m3 ( d: 1.5 m - 3 m height ) | ECH | 1 | 1 | 1516725 | 1516725 | MAT_Raw | الزهراء لاعمال التكييف | 12.15 - Suleiman Tadrus-Bill No.3.4: Mechanical Works - Pumping Station-3.4.6-a. | Supply, Test, Delivery, Erection of Hammering control systems, complete with all accessories as per Contract documents, the Contractor is responsible for the anti-hammer system .protection system comprises of the following components:- - Hybrid surge vessel 5 m3 ( d: 1.5 m - 3 m height ) | ECH | 1 | 515250 | 515250 | EGP | MAT_Raw
Qasr Rashwan - Lot B _0208 |  | RFQ-00036 | Ibrahim Ahmed | MEP (Electro Mechanical) | 2024-07-08 | supply Water Hammering System | Approved | 11.15 - Abd Al Rahman Ibrahim-Bill No.3.4: Mechanical Works - Pumping Station-3.4.6-a. | Supply, Test, Delivery, Erection of Hammering control systems, complete with all accessories as per Contract documents, the Contractor is responsible for the anti-hammer system .protection system comprises of the following components:- - Hybrid Surge vessel 6 m3 ( d: 1.5 m - 3.5 m height ) | ECH | 1 | 1 | 1516725 | 1516725 | MAT_Raw | الزهراء لاعمال التكييف | 11.15 - Abd Al Rahman Ibrahim-Bill No.3.4: Mechanical Works - Pumping Station-3.4.6-a. | Supply, Test, Delivery, Erection of Hammering control systems, complete with all accessories as per Contract documents, the Contractor is responsible for the anti-hammer system .protection system comprises of the following components:- - Hybrid Surge vessel 6 m3 ( d: 1.5 m - 3.5 m height ) | ECH | 1 | 550800 | 550800 | EGP | MAT_Raw
Qasr Rashwan - Lot B _0208 |  | RFQ-00036 | Ibrahim Ahmed | MEP (Electro Mechanical) | 2024-07-08 | supply Water Hammering System | Approved | 13.15 - Salih Shamatah-Bill No.3.4: Mechanical Works - Pumping Station-3.4.6-a. | Supply, Test, Delivery, Erection of Hammering control systems, complete all accessories as per Contract documents, the Contractor is responsible for the anti- hammer system .protection system comprises of the following components:- - Hybrid surge vessel 5 m3 ( d: 1.5 m - 3 m height ) | ECH | 1 | 1 | 1417500 | 1417500 | MAT_Raw | الزهراء لاعمال التكييف | 13.15 - Salih Shamatah-Bill No.3.4: Mechanical Works - Pumping Station-3.4.6-a. | Supply, Test, Delivery, Erection of Hammering control systems, complete all accessories as per Contract documents, the Contractor is responsible for the anti- hammer system .protection system comprises of the following components:- - Hybrid surge vessel 5 m3 ( d: 1.5 m - 3 m height ) | ECH | 1 | 515250 | 515250 | EGP | MAT_Raw
Qasr Rashwan - Lot B _0208 |  | RFQ-00037 | Ibrahim Ahmed | MEP (Electro Mechanical) | 2024-07-08 | supply Basket screen | Approved | 11.15 - Abd Al Rahman Ibrahim-Bill No.3.4: Mechanical Works - Pumping Station--3.4.9 | Basket screen including all accessories as specified in technical specifications. | NO | 2 | 2 | 260447.96 | 520895.92 | MAT_Raw | الزهراء لاعمال التكييف | 11.15 - Abd Al Rahman Ibrahim-Bill No.3.4: Mechanical Works - Pumping Station--3.4.9 | Basket screen including all accessories as specified in technical specifications. | NO | 2 | 394250 | 788500 | EGP | MAT_Raw
Qasr Rashwan - Lot B _0208 |  | RFQ-00037 | Ibrahim Ahmed | MEP (Electro Mechanical) | 2024-07-08 | supply Basket screen | Approved | 10.15 - Abd Al Azeem Al Sofy -Bill No.3.4: Mechanical Works - Pumping Station-3.4.9- | Basket screen including all accessories as specified in technical specifications. | NO | 2 | 2 | 260447.96 | 520895.92 | MAT_Raw | الزهراء لاعمال التكييف | 10.15 - Abd Al Azeem Al Sofy -Bill No.3.4: Mechanical Works - Pumping Station-3.4.9- | Basket screen including all accessories as specified in technical specifications. | NO | 2 | 402550 | 805100 | EGP | MAT_Raw
Qasr Rashwan - Lot B _0208 |  | RFQ-00037 | Ibrahim Ahmed | MEP (Electro Mechanical) | 2024-07-08 | supply Basket screen | Approved | 13.15 - Salih Shamatah-Bill No.3.4: Mechanical Works - Pumping Station--3.4.9 | Basket screen including all accessories as specified in technical specifications. | NO | 2 | 2 | 260447.96 | 520895.92 | MAT_Raw | الزهراء لاعمال التكييف | 13.15 - Salih Shamatah-Bill No.3.4: Mechanical Works - Pumping Station--3.4.9 | Basket screen including all accessories as specified in technical specifications. | NO | 2 | 164340 | 328680 | EGP | MAT_Raw
Qasr Rashwan - Lot B _0208 |  | RFQ-00037 | Ibrahim Ahmed | MEP (Electro Mechanical) | 2024-07-08 | supply Basket screen | Approved | 15.15 - Al Burm-Bill No.3.4: Mechanical Works - Pumping Station--3.4.9 | Basket screen including all accessories as specified in technical specifications. | NO | 2 | 2 | 260447.96 | 520895.92 | MAT_Raw | الزهراء لاعمال التكييف | 15.15 - Al Burm-Bill No.3.4: Mechanical Works - Pumping Station--3.4.9 | Basket screen including all accessories as specified in technical specifications. | NO | 2 | 394250 | 788500 | EGP | MAT_Raw
Red Sea Museum-Bab El-Bunt _K0003 |  | RFQ-00018 | Rola Yasser | Procurement | 2024-07-04 | Brass Work | Approved | 10.13.10 - 055213-P4-A | Horizontal, wall mounted | MLT | 63 | 63 | 5120 | 322560 | SC_Supply/Apply | Metal art plus | 10.13.10 - 055213-P4-A | Horizontal, wall mounted | MLT | 63 | 270.75 | 17057.25 | SAR | SC_Supply/Apply
Red Sea Museum-Bab El-Bunt _K0003 |  | RFQ-00018 | Rola Yasser | Procurement | 2024-07-04 | Brass Work | Approved | 10.13.10 - 055213-P4-B | Inclined, wall mounted | MLT | 51 | 51 | 4864 | 248064 | SC_Supply/Apply | Metal art plus | 10.13.10 - 055213-P4-B | Inclined, wall mounted | MLT | 51 | 270.75 | 13808.25 | SAR | SC_Supply/Apply
Red Sea Museum-Bab El-Bunt _K0003 |  | RFQ-00018 | Rola Yasser | Procurement | 2024-07-04 | Brass Work | Approved | 10.13.10 - 055313-P4-C | 150mm wide, at roof | MLT | 31 | 31 | 600 | 18600 | SC_Supply/Apply | Metal art plus | 10.13.10 - 055313-P4-C | 150mm wide, at roof | MLT | 31 | 712.5 | 22087.5 | SAR | SC_Supply/Apply
Red Sea Museum-Bab El-Bunt _K0003 |  | RFQ-00018 | Rola Yasser | Procurement | 2024-07-04 | Brass Work | Approved | 10.13.10 - 055313-P4-D | 220mm wide, at roof | MLT | 121 | 121 | 1000 | 121000 | SC_Supply/Apply | Metal art plus | 10.13.10 - 055313-P4-D | 220mm wide, at roof | MLT | 121 | 1056.5 | 127836.5 | SAR | SC_Supply/Apply
Red Sea Museum-Bab El-Bunt _K0003 |  | RFQ-00018 | Rola Yasser | Procurement | 2024-07-04 | Brass Work | Approved | 10.13.10 - 055000-P1-C | To risers, 160mm high | MLT | 8 | 8 | 716.8 | 5734.4 | SC_Supply/Apply | Metal art plus | 10.13.10 - 055000-P1-C | To risers, 160mm high | MLT | 8 | 779 | 6232 | SAR | SC_Supply/Apply
Red Sea Museum-Bab El-Bunt _K0003 |  | RFQ-00018 | Rola Yasser | Procurement | 2024-07-04 | Brass Work | Approved | 10.13.10 - 055000-P1-E | Type 1, Ref. F07-01, 550mm wide | ECH | 20 | 20 | 5120 | 102400 | SC_Supply/Apply | Metal art plus | 10.13.10 - 055000-P1-E | Type 1, Ref. F07-01, 550mm wide | ECH | 20 | 2090 | 41800 | SAR | SC_Supply/Apply
Red Sea Museum-Bab El-Bunt _K0003 |  | RFQ-00018 | Rola Yasser | Procurement | 2024-07-04 | Brass Work | Approved | 10.13.10 - 055000-P1-F | Type 1, Ref. F07-01, 650mm wide | ECH | 20 | 20 | 5120 | 102400 | SC_Supply/Apply | Metal art plus | 10.13.10 - 055000-P1-F | Type 1, Ref. F07-01, 650mm wide | ECH | 20 | 2090 | 41800 | SAR | SC_Supply/Apply
Red Sea Museum-Bab El-Bunt _K0003 |  | RFQ-00018 | Rola Yasser | Procurement | 2024-07-04 | Brass Work | Approved | 10.13.10 - 055313-P4-E | Ditto, curved | MLT | 10 | 10 | 1200 | 12000 | SC_Supply/Apply | Metal art plus | 10.13.10 - 055313-P4-E | Ditto, curved | MLT | 10 | 1173.25 | 11732.5 | SAR | SC_Supply/Apply
Red Sea Museum-Bab El-Bunt _K0003 |  | RFQ-00018 | Rola Yasser | Procurement | 2024-07-04 | Brass Work | Approved | 10.13.10 - 055000-P3-C | To steps | ECH | 170 | 170 | 230.4 | 39168 | SC_Supply/Apply | Metal art plus | 10.13.10 - 055000-P3-C | To steps | ECH | 170 | 427.5 | 72675 | SAR | SC_Supply/Apply
Red Sea Museum-Bab El-Bunt _K0003 |  | RFQ-00018 | Rola Yasser | Procurement | 2024-07-04 | Brass Work | Approved | 10.13.10 - 055000-P1-G | Type 2, Ref. F07-02, 200mm wide | ECH | 35 | 35 | 2560 | 89600 | SC_Supply/Apply | Metal art plus | 10.13.10 - 055000-P1-G | Type 2, Ref. F07-02, 200mm wide | ECH | 35 | 950 | 33250 | SAR | SC_Supply/Apply
Red Sea Museum-Bab El-Bunt _K0003 |  | RFQ-00018 | Rola Yasser | Procurement | 2024-07-04 | Brass Work | Approved | 10.13.10 - 055000-P1-H | Type 2, Ref. F07-02, 400mm wide | ECH | 90 | 90 | 3840 | 345600 | SC_Supply/Apply | Metal art plus | 10.13.10 - 055000-P1-H | Type 2, Ref. F07-02, 400mm wide | ECH | 90 | 1425 | 128250 | SAR | SC_Supply/Apply
Red Sea Museum-Bab El-Bunt _K0003 |  | RFQ-00018 | Rola Yasser | Procurement | 2024-07-04 | Brass Work | Approved | 10.13.10 - 055000-P2-E | 215mm high | MLT | 41 | 41 | 1792 | 73472 | SC_Supply/Apply | Metal art plus | 10.13.10 - 055000-P2-E | 215mm high | MLT | 41 | 1064 | 43624 | SAR | SC_Supply/Apply
Red Sea Museum-Bab El-Bunt _K0003 |  | RFQ-00018 | Rola Yasser | Procurement | 2024-07-04 | Brass Work | Approved | 10.13.10 - 055000-P2-F | To elevator doors | SQM | 9 | 9 | 4000 | 36000 | SC_Supply/Apply | Metal art plus | 10.13.10 - 055000-P2-F | To elevator doors | SQM | 9 | 2565 | 23085 | SAR | SC_Supply/Apply
Red Sea Museum-Bab El-Bunt _K0003 |  | RFQ-00018 | Rola Yasser | Procurement | 2024-07-04 | Brass Work | Approved | 10.13.10 - 055000-P2-G | To walls | SQM | 98 | 98 | 4000 | 392000 | SC_Supply/Apply | Metal art plus | 10.13.10 - 055000-P2-G | To walls | SQM | 98 | 2565 | 251370 | SAR | SC_Supply/Apply
Red Sea Museum-Bab El-Bunt _K0003 |  | RFQ-00018 | Rola Yasser | Procurement | 2024-07-04 | Brass Work | Approved | 10.13.10 - 055000-P2-B | 350mm high | MLT | 541 | 541 | 1203.2 | 650931.2 | SC_Supply/Apply | Metal art plus | 10.13.10 - 055000-P2-B | 350mm high | MLT | 541 | 1140 | 616740 | SAR | SC_Supply/Apply
Red Sea Museum-Bab El-Bunt _K0003 |  | RFQ-00018 | Rola Yasser | Procurement | 2024-07-04 | Brass Work | Approved | 10.13.10 - 055000-P2-C | 350mm high, curved | MLT | 23 | 23 | 1280 | 29440 | SC_Supply/Apply | Metal art plus | 10.13.10 - 055000-P2-C | 350mm high, curved | MLT | 23 | 1140 | 26220 | SAR | SC_Supply/Apply
Red Sea Museum-Bab El-Bunt _K0003 |  | RFQ-00018 | Rola Yasser | Procurement | 2024-07-04 | Brass Work | Approved | 10.13.10 - 055000-P3-D | To landings of internal stairs | ECH | 91 | 91 | 307.2 | 27955.2 | SC_Supply/Apply | Metal art plus | 10.13.10 - 055000-P3-D | To landings of internal stairs | ECH | 91 | 720 | 65520 | SAR | SC_Supply/Apply
Red Sea Museum-Bab El-Bunt _K0003 |  | RFQ-00018 | Rola Yasser | Procurement | 2024-07-04 | Brass Work | Approved | 10.16.11.10 - 081114-P1-B | Type Di7.002, approximate dimensions 930mm wide x 2040mm high | ECH | 1 | 1 | 30000 | 30000 | SC_Supply/Apply | Metal art plus | 10.16.11.10 - 081114-P1-B | Type Di7.002, approximate dimensions 930mm wide x 2040mm high | ECH | 1 | 10687.5 | 10687.5 | SAR | SC_Supply/Apply
Red Sea Museum-Bab El-Bunt _K0003 |  | RFQ-00018 | Rola Yasser | Procurement | 2024-07-04 | Brass Work | Approved | 10.16.11.10 - 081114-P1-C | Type Di7.003, approximate dimensions 930mm wide x 2040mm high | ECH | 1 | 1 | 30000 | 30000 | SC_Supply/Apply | Metal art plus | 10.16.11.10 - 081114-P1-C | Type Di7.003, approximate dimensions 930mm wide x 2040mm high | ECH | 1 | 10687.5 | 10687.5 | SAR | SC_Supply/Apply
Red Sea Museum-Bab El-Bunt _K0003 |  | RFQ-00018 | Rola Yasser | Procurement | 2024-07-04 | Brass Work | Approved | 10.13.10 - 055000-P3-E | To landings of external stairs | ECH | 13 | 13 | 307.2 | 3993.6 | SC_Supply/Apply | Metal art plus | 10.13.10 - 055000-P3-E | To landings of external stairs | ECH | 13 | 720 | 9360 | SAR | SC_Supply/Apply
Red Sea Museum-Bab El-Bunt _K0003 |  | RFQ-00018 | Rola Yasser | Procurement | 2024-07-04 | Brass Work | Approved | 10.13.10 - 055000-P2-D | 350mm high, inclined | MLT | 8 | 8 | 2048 | 16384 | SC_Supply/Apply | Metal art plus | 10.13.10 - 055000-P2-D | 350mm high, inclined | MLT | 8 | 1140 | 9120 | SAR | SC_Supply/Apply
Red Sea Museum-Bab El-Bunt _K0003 |  | RFQ-00018 | Rola Yasser | Procurement | 2024-07-04 | Brass Work | Approved | 10.16.11.10 - 081114-P1-A | Type Di7.001, approximate dimensions 930mm wide x 2040mm high | ECH | 1 | 1 | 30000 | 30000 | SC_Supply/Apply | Metal art plus | 10.16.11.10 - 081114-P1-A | Type Di7.001, approximate dimensions 930mm wide x 2040mm high | ECH | 1 | 10687.5 | 10687.5 | SAR | SC_Supply/Apply
Red Sea Museum-Bab El-Bunt _K0003 |  | RFQ-00018 | Rola Yasser | Procurement | 2024-07-04 | Brass Work | Approved | 10.16.11.10 - 081114-P1-E | Type Di3A.002, approximate dimensions 1060mm wide x 2155mm high | ECH | 1 | 1 | 13476.85 | 13476.85 | SC_Supply/Apply | Metal art plus | 10.16.11.10 - 081114-P1-E | Type Di3A.002, approximate dimensions 1060mm wide x 2155mm high | ECH | 1 | 12872.5 | 12872.5 | SAR | SC_Supply/Apply
Red Sea Museum-Bab El-Bunt _K0003 |  | RFQ-00018 | Rola Yasser | Procurement | 2024-07-04 | Brass Work | Approved | 10.16.11.10 - 081114-P1-F | Type Di3A.003, approximate dimensions 1060mm wide x 2155mm high | ECH | 1 | 1 | 13476.85 | 13476.85 | SC_Supply/Apply | Metal art plus | 10.16.11.10 - 081114-P1-F | Type Di3A.003, approximate dimensions 1060mm wide x 2155mm high | ECH | 1 | 12872.5 | 12872.5 | SAR | SC_Supply/Apply
Red Sea Museum-Bab El-Bunt _K0003 |  | RFQ-00018 | Rola Yasser | Procurement | 2024-07-04 | Brass Work | Approved | 10.16.11.10 - 081114-P2-F | Type Di3B, approximate dimensions 1060mm wide x 2155mm high | ECH | 1 | 1 | 13476.85 | 13476.85 | SC_Supply/Apply | Metal art plus | 10.16.11.10 - 081114-P2-F | Type Di3B, approximate dimensions 1060mm wide x 2155mm high | ECH | 1 | 12872.5 | 12872.5 | SAR | SC_Supply/Apply
Red Sea Museum-Bab El-Bunt _K0003 |  | RFQ-00018 | Rola Yasser | Procurement | 2024-07-04 | Brass Work | Approved | 10.16.11.10 - 081114-P2-D | Type Di3A.204, approximate dimensions 1060mm wide x 2155mm high | ECH | 1 | 1 | 13476.85 | 13476.85 | SC_Supply/Apply | Metal art plus | 10.16.11.10 - 081114-P2-D | Type Di3A.204, approximate dimensions 1060mm wide x 2155mm high | ECH | 1 | 12872.5 | 12872.5 | SAR | SC_Supply/Apply
Red Sea Museum-Bab El-Bunt _K0003 |  | RFQ-00018 | Rola Yasser | Procurement | 2024-07-04 | Brass Work | Approved | 10.16.11.10 - 081114-P1-K | Type Di3A.007, approximate dimensions 1060mm wide x 2155mm high | ECH | 1 | 1 | 13476.85 | 13476.85 | SC_Supply/Apply | Metal art plus | 10.16.11.10 - 081114-P1-K | Type Di3A.007, approximate dimensions 1060mm wide x 2155mm high | ECH | 1 | 12872.5 | 12872.5 | SAR | SC_Supply/Apply
Red Sea Museum-Bab El-Bunt _K0003 |  | RFQ-00018 | Rola Yasser | Procurement | 2024-07-04 | Brass Work | Approved | 10.16.11.10 - 081114-P2-A | Type Di3A.100, approximate dimensions 1060mm wide x 2155mm high | ECH | 1 | 1 | 13476.85 | 13476.85 | SC_Supply/Apply | Metal art plus | 10.16.11.10 - 081114-P2-A | Type Di3A.100, approximate dimensions 1060mm wide x 2155mm high | ECH | 1 | 12872.5 | 12872.5 | SAR | SC_Supply/Apply
Red Sea Museum-Bab El-Bunt _K0003 |  | RFQ-00018 | Rola Yasser | Procurement | 2024-07-04 | Brass Work | Approved | 10.16.11.10 - 081114-P2-B | Type Di3A.101, approximate dimensions 1060mm wide x 2155mm high | ECH | 1 | 1 | 13476.85 | 13476.85 | SC_Supply/Apply | Metal art plus | 10.16.11.10 - 081114-P2-B | Type Di3A.101, approximate dimensions 1060mm wide x 2155mm high | ECH | 1 | 12872.5 | 12872.5 | SAR | SC_Supply/Apply
Red Sea Museum-Bab El-Bunt _K0003 |  | RFQ-00018 | Rola Yasser | Procurement | 2024-07-04 | Brass Work | Approved | 10.16.11.10 - 081114-P2-G | Type Di3B.001, approximate dimensions 1060mm wide x 2155mm high | ECH | 1 | 1 | 13476.85 | 13476.85 | SC_Supply/Apply | Metal art plus | 10.16.11.10 - 081114-P2-G | Type Di3B.001, approximate dimensions 1060mm wide x 2155mm high | ECH | 1 | 12872.5 | 12872.5 | SAR | SC_Supply/Apply
Red Sea Museum-Bab El-Bunt _K0003 |  | RFQ-00018 | Rola Yasser | Procurement | 2024-07-04 | Brass Work | Approved | 10.16.11.10 - 081114-P2-H | Type Di3B.004, approximate dimensions 1060mm wide x 2155mm high | ECH | 1 | 1 | 13476.85 | 13476.85 | SC_Supply/Apply | Metal art plus | 10.16.11.10 - 081114-P2-H | Type Di3B.004, approximate dimensions 1060mm wide x 2155mm high | ECH | 1 | 12872.5 | 12872.5 | SAR | SC_Supply/Apply
Red Sea Museum-Bab El-Bunt _K0003 |  | RFQ-00018 | Rola Yasser | Procurement | 2024-07-04 | Brass Work | Approved | 10.16.11.10 - 081114-P1-D | Type Di3A.001, approximate dimensions 1060mm wide x 2155mm high | ECH | 1 | 1 | 13476.85 | 13476.85 | SC_Supply/Apply | Metal art plus | 10.16.11.10 - 081114-P1-D | Type Di3A.001, approximate dimensions 1060mm wide x 2155mm high | ECH | 1 | 12872.5 | 12872.5 | SAR | SC_Supply/Apply
Red Sea Museum-Bab El-Bunt _K0003 |  | RFQ-00018 | Rola Yasser | Procurement | 2024-07-04 | Brass Work | Approved | 10.16.11.10 - 081114-P2-C | Type Di3A.102, approximate dimensions 1060mm wide x 2155mm high | ECH | 1 | 1 | 13476.85 | 13476.85 | SC_Supply/Apply | Metal art plus | 10.16.11.10 - 081114-P2-C | Type Di3A.102, approximate dimensions 1060mm wide x 2155mm high | ECH | 1 | 12872.5 | 12872.5 | SAR | SC_Supply/Apply
Red Sea Museum-Bab El-Bunt _K0003 |  | RFQ-00018 | Rola Yasser | Procurement | 2024-07-04 | Brass Work | Approved | 10.16.11.10 - 081114-P2-J | Type Di3B.200, approximate dimensions 1060mm wide x 2155mm high | ECH | 1 | 1 | 13476.85 | 13476.85 | SC_Supply/Apply | Metal art plus | 10.16.11.10 - 081114-P2-J | Type Di3B.200, approximate dimensions 1060mm wide x 2155mm high | ECH | 1 | 12872.5 | 12872.5 | SAR | SC_Supply/Apply
Qasr Rashwan Lot A _0207 |  | RFQ-00039 | Ibrahim Ahmed | MEP (Electro Mechanical) | 2024-07-08 | supply Basket screen | Approved | 12.32 - 3. Manshya fanous.Mansheya Fanous-Bill No.3.4 - Mansheya Fanous Pump Station (Secondary)-10.4.8 | Basket screen including all accessories as specified in technical specifications. | ECH | 2 | 2 | 273379.85 | 546759.7 | MAT_Raw | الزهراء لاعمال التكييف | 12.32 - 3. Manshya fanous.Mansheya Fanous-Bill No.3.4 - Mansheya Fanous Pump Station (Secondary)-10.4.8 | Basket screen including all accessories as specified in technical specifications. | ECH | 2 | 164340 | 328680 | EGP | MAT_Raw
Qasr Rashwan Lot A _0207 |  | RFQ-00039 | Ibrahim Ahmed | MEP (Electro Mechanical) | 2024-07-08 | supply Basket screen | Approved | 14.15 - 5. Iz. Albersly.Iz.Albersly & Iz.Alasfar-Bill - Iz.Albersly & Iz.Alasfar Pump Station-3.4.7 | Basket screen including all accessories as specified in technical specifications. | ECH | 2 | 2 | 273379.85 | 546759.7 | MAT_Raw | الزهراء لاعمال التكييف | 14.15 - 5. Iz. Albersly.Iz.Albersly & Iz.Alasfar-Bill - Iz.Albersly & Iz.Alasfar Pump Station-3.4.7 | Basket screen including all accessories as specified in technical specifications. | ECH | 2 | 164340 | 328680 | EGP | MAT_Raw
Qasr Rashwan Lot A _0207 |  | RFQ-00039 | Ibrahim Ahmed | MEP (Electro Mechanical) | 2024-07-08 | supply Basket screen | Approved | 13.15 - 4. Khulusi.Khulusi-Bill - Khulusi Pump Station-3.4.8 | Basket screen including all accessories as specified in technical specifications. | ECH | 2 | 2 | 273379.85 | 546759.7 | MAT_Raw | الزهراء لاعمال التكييف | 13.15 - 4. Khulusi.Khulusi-Bill - Khulusi Pump Station-3.4.8 | Basket screen including all accessories as specified in technical specifications. | ECH | 2 | 394250 | 788500 | EGP | MAT_Raw
Qasr Rashwan Lot A _0207 |  | RFQ-00039 | Ibrahim Ahmed | MEP (Electro Mechanical) | 2024-07-08 | supply Basket screen | Approved | 11.15 - 2. Murad Al Gendy.Murad Al Gendy W Al Sanahra-Bill No.3.4 - Murad Al Gendy W Al Sanahra Pump Station (Mechanical works)-3.4.9 | Basket screen including all accessories as specified in technical specifications. | ECH | 2 | 2 | 273379.85 | 546759.7 | MAT_Raw | الزهراء لاعمال التكييف | 11.15 - 2. Murad Al Gendy.Murad Al Gendy W Al Sanahra-Bill No.3.4 - Murad Al Gendy W Al Sanahra Pump Station (Mechanical works)-3.4.9 | Basket screen including all accessories as specified in technical specifications. | ECH | 2 | 394250 | 788500 | EGP | MAT_Raw
Qasr Rashwan Lot A _0207 |  | RFQ-00039 | Ibrahim Ahmed | MEP (Electro Mechanical) | 2024-07-08 | supply Basket screen | Approved | 10.16 - 1. Saad Al Rouby.Saad Al Rouby-Bill No.3.4 - Saad Al Rouby Pump Station (Mechanical works)-3.4.9 | Basket screen including all accessories as specified in technical specifications. | ECH | 2 | 2 | 273379.85 | 546759.7 | MAT_Raw | الزهراء لاعمال التكييف | 10.16 - 1. Saad Al Rouby.Saad Al Rouby-Bill No.3.4 - Saad Al Rouby Pump Station (Mechanical works)-3.4.9 | Basket screen including all accessories as specified in technical specifications. | ECH | 2 | 394250 | 788500 | EGP | MAT_Raw
Qasr Rashwan Lot A _0207 |  | RFQ-00039 | Ibrahim Ahmed | MEP (Electro Mechanical) | 2024-07-08 | supply Basket screen | Approved | 12.16 - 3. Manshya fanous.Mansheya Fanous-Bill. - Mansheya Fanous Pump Station (Main)-3.4.9 | Basket screen including all accessories as specified in technical specifications. | ECH | 2 | 2 | 273379.85 | 546759.7 | MAT_Raw | الزهراء لاعمال التكييف | 12.16 - 3. Manshya fanous.Mansheya Fanous-Bill. - Mansheya Fanous Pump Station (Main)-3.4.9 | Basket screen including all accessories as specified in technical specifications. | ECH | 2 | 394250 | 788500 | EGP | MAT_Raw
Qasr Rashwan Lot A _0207 |  | RFQ-00040 | Ibrahim Ahmed | MEP (Electro Mechanical) | 2024-07-08 | supply Water Hammering System | Approved | 12.16 - 3. Manshya fanous.Mansheya Fanous-Bill. - Mansheya Fanous Pump Station (Main)-3.4.6-a. | Supply, Test, Delivery, Erection of Hammering control systems, complete with all accessories as per Contract documents, the Contractor is responsible for the anti-hammer system .protection system comprises of the following components: -Hybrid surge vessel 12 m3 ( d: 1.9 m - 4.3 m height ) | ECH | 1 | 1 | 2476908 | 2476908 | MAT_Raw | الزهراء لاعمال التكييف | 12.16 - 3. Manshya fanous.Mansheya Fanous-Bill. - Mansheya Fanous Pump Station (Main)-3.4.6-a. | Supply, Test, Delivery, Erection of Hammering control systems, complete with all accessories as per Contract documents, the Contractor is responsible for the anti-hammer system .protection system comprises of the following components: -Hybrid surge vessel 12 m3 ( d: 1.9 m - 4.3 m height ) | ECH | 1 | 850500 | 850500 | EGP | MAT_Raw
Qasr Rashwan Lot A _0207 |  | RFQ-00040 | Ibrahim Ahmed | MEP (Electro Mechanical) | 2024-07-08 | supply Water Hammering System | Approved | 12.32 - 3. Manshya fanous.Mansheya Fanous-Bill No.3.4 - Mansheya Fanous Pump Station (Secondary)-10.4.5-a. | Supply, Test, Delivery, Erection of Hammering control systems, complete with all accessories as per Contract documents, the Contractor is responsible for the anti-hammer system .protection system comprises of the following components: -Hybrid surge vessel 5 m3 ( d: 1.2 m - 4.5 m height ) | ECH | 1 | 1 | 1417151.93 | 1417151.93 | MAT_Raw | الزهراء لاعمال التكييف | 12.32 - 3. Manshya fanous.Mansheya Fanous-Bill No.3.4 - Mansheya Fanous Pump Station (Secondary)-10.4.5-a. | Supply, Test, Delivery, Erection of Hammering control systems, complete with all accessories as per Contract documents, the Contractor is responsible for the anti-hammer system .protection system comprises of the following components: -Hybrid surge vessel 5 m3 ( d: 1.2 m - 4.5 m height ) | ECH | 1 | 515250 | 515250 | EGP | MAT_Raw
Qasr Rashwan Lot A _0207 |  | RFQ-00040 | Ibrahim Ahmed | MEP (Electro Mechanical) | 2024-07-08 | supply Water Hammering System | Approved | 10.16 - 1. Saad Al Rouby.Saad Al Rouby-Bill No.3.4 - Saad Al Rouby Pump Station (Mechanical works)-3.4.6-a. | Supply, Test, Delivery, Erection of Hammering control systems, complete with compressors all accessories as per Contract documents, the Contractor is responsible for the anti-hammer system .protection system comprises of the following components: - Surge vessel 10 m3 ( d: 1.9 m - 3.6 m height ) | ECH | 1 | 1 | 2476908 | 2476908 | MAT_Raw | الزهراء لاعمال التكييف | 10.16 - 1. Saad Al Rouby.Saad Al Rouby-Bill No.3.4 - Saad Al Rouby Pump Station (Mechanical works)-3.4.6-a. | Supply, Test, Delivery, Erection of Hammering control systems, complete with compressors all accessories as per Contract documents, the Contractor is responsible for the anti-hammer system .protection system comprises of the following components: - Surge vessel 10 m3 ( d: 1.9 m - 3.6 m height ) | ECH | 1 | 1265500 | 1265500 | EGP | MAT_Raw
Red Sea Museum-Bab El-Bunt _K0003 |  | RFQ-00018 | Rola Yasser | Procurement | 2024-07-04 | Brass Work | Approved | 10.16.11.10 - 081114-P2-E | Type Di3A.205, approximate dimensions 1060mm wide x 2155mm high | ECH | 1 | 1 | 13476.85 | 13476.85 | SC_Supply/Apply | Metal art plus | 10.16.11.10 - 081114-P2-E | Type Di3A.205, approximate dimensions 1060mm wide x 2155mm high | ECH | 1 | 12872.5 | 12872.5 | SAR | SC_Supply/Apply
Red Sea Museum-Bab El-Bunt _K0003 |  | RFQ-00018 | Rola Yasser | Procurement | 2024-07-04 | Brass Work | Approved | 10.16.11.10 - 081114-P1-G | Type Di3A.004, approximate dimensions 1060mm wide x 2155mm high | ECH | 1 | 1 | 13476.85 | 13476.85 | SC_Supply/Apply | Metal art plus | 10.16.11.10 - 081114-P1-G | Type Di3A.004, approximate dimensions 1060mm wide x 2155mm high | ECH | 1 | 12872.5 | 12872.5 | SAR | SC_Supply/Apply
Red Sea Museum-Bab El-Bunt _K0003 |  | RFQ-00018 | Rola Yasser | Procurement | 2024-07-04 | Brass Work | Approved | 10.16.11.10 - 081114-P1-H | Type Di3A.005, approximate dimensions 1060mm wide x 2155mm high | ECH | 1 | 1 | 13476.85 | 13476.85 | SC_Supply/Apply | Metal art plus | 10.16.11.10 - 081114-P1-H | Type Di3A.005, approximate dimensions 1060mm wide x 2155mm high | ECH | 1 | 12872.5 | 12872.5 | SAR | SC_Supply/Apply
Red Sea Museum-Bab El-Bunt _K0003 |  | RFQ-00018 | Rola Yasser | Procurement | 2024-07-04 | Brass Work | Approved | 10.16.11.10 - 081114-P1-J | Type Di3A.006, approximate dimensions 1060mm wide x 2155mm high | ECH | 1 | 1 | 13476.85 | 13476.85 | SC_Supply/Apply | Metal art plus | 10.16.11.10 - 081114-P1-J | Type Di3A.006, approximate dimensions 1060mm wide x 2155mm high | ECH | 1 | 12872.5 | 12872.5 | SAR | SC_Supply/Apply
Qasr Rashwan Lot A _0207 |  | RFQ-00040 | Ibrahim Ahmed | MEP (Electro Mechanical) | 2024-07-08 | supply Water Hammering System | Approved | 11.15 - 2. Murad Al Gendy.Murad Al Gendy W Al Sanahra-Bill No.3.4 - Murad Al Gendy W Al Sanahra Pump Station (Mechanical works)-3.4.6-a. | Supply, Test, Delivery, Erection of Hammering control systems, complete with compressors and all accessories as per Contract documents, the Contractor is responsible for the anti-hammer system .protection system comprises of the following components:- - Surge vessel 10 m3 ( d: 1.9 m - 3.6 m height ) | ECH | 1 | 1 | 2476908 | 2476908 | MAT_Raw | الزهراء لاعمال التكييف | 11.15 - 2. Murad Al Gendy.Murad Al Gendy W Al Sanahra-Bill No.3.4 - Murad Al Gendy W Al Sanahra Pump Station (Mechanical works)-3.4.6-a. | Supply, Test, Delivery, Erection of Hammering control systems, complete with compressors and all accessories as per Contract documents, the Contractor is responsible for the anti-hammer system .protection system comprises of the following components:- - Surge vessel 10 m3 ( d: 1.9 m - 3.6 m height ) | ECH | 1 | 1265500 | 1265500 | EGP | MAT_Raw
Mivida BP#189 |  | RFQ-00103 | Mostafa Shourbagi | MEP (Electro Mechanical) | 2024-07-08 | EMT Conduits & Accessories | Approved | 162600.POS BAS | P.R. 94835 → EMT Conduits & Fittings | LS | 1 | 1 | 1279000.94 | 1279000.94 | SC_Supply | Techno Gulf | 162600.POS BAS | P.R. 94835 → EMT Conduits & Fittings | LS | 1 | 4949389.8 | 4949389.8 | EGP | SC_Supply
Rabigh CCPP-Civil _K0006 |  | RFQ-00018 | Ahmed Saleh | MEP (Electro Mechanical) | 2024-07-02 | MEP Installation Work | Approved | 11.18 - Baseline BOQ- Power Block+Balance of Plant-33 05 61 SNT-0018 | Supplying; installing; testing; rectangular; cast-in-place concrete; catch basin; internal dims. L=0.6mxW=0.6mxH=1m; installed under ground; depth range 1m<D≤2m; for storm network. | ECH | 163 | 163 | 217 | 35371 | SC_Apply | شركة اضواء الخليل للمقاولات | 11.18 - Baseline BOQ- Power Block+Balance of Plant-33 05 61 SNT-0018 | Supplying; installing; testing; rectangular; cast-in-place concrete; catch basin; internal dims. L=0.6mxW=0.6mxH=1m; installed under ground; depth range 1m<D≤2m; for storm network. | ECH | 163 | 2310.12 | 376549.56 | SAR | SC_Apply
Rabigh CCPP-Civil _K0006 |  | RFQ-00018 | Ahmed Saleh | MEP (Electro Mechanical) | 2024-07-02 | MEP Installation Work | Approved | 11.18 - Baseline BOQ- Power Block+Balance of Plant-33 05 61 SNT-0019 | Supplying; installing; testing; rectangular; cast-in-place concrete; building catch basin; internal dims. L=0.3mxW=0.3mxH=0.6m; installed under ground; depth range 1m<D≤2m; for storm network. | ECH | 122 | 122 | 206 | 25132 | SC_Apply | شركة اضواء الخليل للمقاولات | 11.18 - Baseline BOQ- Power Block+Balance of Plant-33 05 61 SNT-0019 | Supplying; installing; testing; rectangular; cast-in-place concrete; building catch basin; internal dims. L=0.3mxW=0.3mxH=0.6m; installed under ground; depth range 1m<D≤2m; for storm network. | ECH | 122 | 1540.08 | 187889.76 | SAR | SC_Apply
Rabigh CCPP-Civil _K0006 |  | RFQ-00018 | Ahmed Saleh | MEP (Electro Mechanical) | 2024-07-02 | MEP Installation Work | Approved | 11.18 - Baseline BOQ- Power Block+Balance of Plant-33 05 61 SWNT-0015 | Supplying; installing; testing; circular; cast-in-place concrete; manhole; internal dims. D=1.2m; installed under ground; depth range 1m<D≤2m; for oil network. | ECH | 5 | 5 | 241 | 1205 | SC_Apply | شركة اضواء الخليل للمقاولات | 11.18 - Baseline BOQ- Power Block+Balance of Plant-33 05 61 SWNT-0015 | Supplying; installing; testing; circular; cast-in-place concrete; manhole; internal dims. D=1.2m; installed under ground; depth range 1m<D≤2m; for oil network. | ECH | 5 | 1925.1 | 9625.5 | SAR | SC_Apply
Rabigh CCPP-Civil _K0006 |  | RFQ-00018 | Ahmed Saleh | MEP (Electro Mechanical) | 2024-07-02 | MEP Installation Work | Approved | 11.18 - Baseline BOQ- Power Block+Balance of Plant-33 05 61 SWNT-0016 | Supplying; installing; testing; circular; cast-in-place concrete; manhole; internal dims. D=2m; installed under ground; depth range D>3m; for oil network. | ECH | 2 | 2 | 364 | 728 | SC_Apply | شركة اضواء الخليل للمقاولات | 11.18 - Baseline BOQ- Power Block+Balance of Plant-33 05 61 SWNT-0016 | Supplying; installing; testing; circular; cast-in-place concrete; manhole; internal dims. D=2m; installed under ground; depth range D>3m; for oil network. | ECH | 2 | 3529.35 | 7058.7 | SAR | SC_Apply
Rabigh CCPP-Civil _K0006 |  | RFQ-00018 | Ahmed Saleh | MEP (Electro Mechanical) | 2024-07-02 | MEP Installation Work | Approved | 11.18 - Baseline BOQ- Power Block+Balance of Plant-33 14 19 WNT-0015 | Supplying; installing; testing; motorized; isolation; gate valve; PN10 bar; Dia. 50mm; installed under ground; depth range D≤1m; installed in valve chamber; for irrigation network. | ECH | 2 | 2 | 214 | 428 | SC_Apply | شركة اضواء الخليل للمقاولات | 11.18 - Baseline BOQ- Power Block+Balance of Plant-33 14 19 WNT-0015 | Supplying; installing; testing; motorized; isolation; gate valve; PN10 bar; Dia. 50mm; installed under ground; depth range D≤1m; installed in valve chamber; for irrigation network. | ECH | 2 | 482.67 | 965.34 | SAR | SC_Apply
Rabigh CCPP-Civil _K0006 |  | RFQ-00018 | Ahmed Saleh | MEP (Electro Mechanical) | 2024-07-02 | MEP Installation Work | Approved | 11.18 - Baseline BOQ- Power Block+Balance of Plant-22 14 26 RD-0002 | Sypplying;Installing;testing;thermoplastic (UPVC); roof drain;for drain fixtures75mm; in buildings; | ECH | 5 | 5 | 152 | 760 | SC_Apply | شركة اضواء الخليل للمقاولات | 11.18 - Baseline BOQ- Power Block+Balance of Plant-22 14 26 RD-0002 | Sypplying;Installing;testing;thermoplastic (UPVC); roof drain;for drain fixtures75mm; in buildings; | ECH | 5 | 325.5 | 1627.5 | SAR | SC_Apply
Rabigh CCPP-Civil _K0006 |  | RFQ-00018 | Ahmed Saleh | MEP (Electro Mechanical) | 2024-07-02 | MEP Installation Work | Approved | 11.18 - Baseline BOQ- Power Block+Balance of Plant-22 14 26 RD-0003 | Sypplying;Installing;testing;thermoplastic (UPVC); roof drain;for drain fixtures100mm; in buildings; | ECH | 56 | 56 | 152 | 8512 | SC_Apply | شركة اضواء الخليل للمقاولات | 11.18 - Baseline BOQ- Power Block+Balance of Plant-22 14 26 RD-0003 | Sypplying;Installing;testing;thermoplastic (UPVC); roof drain;for drain fixtures100mm; in buildings; | ECH | 56 | 325.5 | 18228 | SAR | SC_Apply
Rabigh CCPP-Civil _K0006 |  | RFQ-00018 | Ahmed Saleh | MEP (Electro Mechanical) | 2024-07-02 | MEP Installation Work | Approved | 11.18 - Baseline BOQ- Power Block+Balance of Plant-22 14 29 PMP-0001 | Supplying, installing, connecting, and testing of Submersible Pumps with cast iron casing and IP68 electric motor (Duplex Submersible Pump Set (1 duty & 1 standby) each 30 gpm @ 1.0 bar) Including valves, gauges, guide rails, lifting chains, level switches, control panel, all wiring and all necessary accessories. | ECH | 4 | 4 | 7660 | 30640 | SC_Apply | شركة اضواء الخليل للمقاولات | 11.18 - Baseline BOQ- Power Block+Balance of Plant-22 14 29 PMP-0001 | Supplying, installing, connecting, and testing of Submersible Pumps with cast iron casing and IP68 electric motor (Duplex Submersible Pump Set (1 duty & 1 standby) each 30 gpm @ 1.0 bar) Including valves, gauges, guide rails, lifting chains, level switches, control panel, all wiring and all necessary accessories. | ECH | 4 | 4012.02 | 16048.08 | SAR | SC_Apply
Rabigh CCPP-Civil _K0006 |  | RFQ-00018 | Ahmed Saleh | MEP (Electro Mechanical) | 2024-07-02 | MEP Installation Work | Approved | 11.18 - Baseline BOQ- Power Block+Balance of Plant-22 33 00 WH-0001 | Sypplying;Installing;testing; Vertical Storage Potable Domestic Water Heatersunvented type,size 30 liter | ECH | 15 | 15 | 597 | 8955 | SC_Apply | شركة اضواء الخليل للمقاولات | 11.18 - Baseline BOQ- Power Block+Balance of Plant-22 33 00 WH-0001 | Sypplying;Installing;testing; Vertical Storage Potable Domestic Water Heatersunvented type,size 30 liter | ECH | 15 | 641.7 | 9625.5 | SAR | SC_Apply
Rabigh CCPP-Civil _K0006 |  | RFQ-00018 | Ahmed Saleh | MEP (Electro Mechanical) | 2024-07-02 | MEP Installation Work | Approved | 11.18 - Baseline BOQ- Power Block+Balance of Plant-22 33 00 WH-0002 | Sypplying;Installing;testing; Vertical Storage Potable Domestic Water Heatersunvented type,size 60 liter | ECH | 9 | 9 | 701 | 6309 | SC_Apply | شركة اضواء الخليل للمقاولات | 11.18 - Baseline BOQ- Power Block+Balance of Plant-22 33 00 WH-0002 | Sypplying;Installing;testing; Vertical Storage Potable Domestic Water Heatersunvented type,size 60 liter | ECH | 9 | 641.7 | 5775.3 | SAR | SC_Apply
Rabigh CCPP-Civil _K0006 |  | RFQ-00018 | Ahmed Saleh | MEP (Electro Mechanical) | 2024-07-02 | MEP Installation Work | Approved | 11.18 - Baseline BOQ- Power Block+Balance of Plant-22 40 00 PLF-0010 | Supplying; installing; Western water closet; Vitreous-China coated | ECH | 12 | 12 | 267 | 3204 | SC_Apply | شركة اضواء الخليل للمقاولات | 11.18 - Baseline BOQ- Power Block+Balance of Plant-22 40 00 PLF-0010 | Supplying; installing; Western water closet; Vitreous-China coated | ECH | 12 | 481.28 | 5775.36 | SAR | SC_Apply
Rabigh CCPP-Civil _K0006 |  | RFQ-00018 | Ahmed Saleh | MEP (Electro Mechanical) | 2024-07-02 | MEP Installation Work | Approved | 11.18 - Baseline BOQ- Power Block+Balance of Plant-22 40 00 PLF-0011 | Supplying; installing; counter type Lavatory; Vitreous-China coated | ECH | 12 | 12 | 265 | 3180 | SC_Apply | شركة اضواء الخليل للمقاولات | 11.18 - Baseline BOQ- Power Block+Balance of Plant-22 40 00 PLF-0011 | Supplying; installing; counter type Lavatory; Vitreous-China coated | ECH | 12 | 556.14 | 6673.68 | SAR | SC_Apply
Katameya Creeks |  | RFQ-00070 | Youssef Abd El Kream | MEP (Electro Mechanical) | 2024-07-03 | UPVC Fittings | Approved | All Buildings | طبه لصق UPVC مقاس 75 مم ضغط رمادى | ECH | 100 | 100 | 51.79 | 5179 | SC_Supply | El Maadawy | All Buildings | طبه لصق UPVC مقاس 75 مم ضغط رمادى | ECH | 100 | 28.09 | 2809 | EGP | SC_Supply
Katameya Creeks |  | RFQ-00070 | Youssef Abd El Kream | MEP (Electro Mechanical) | 2024-07-03 | UPVC Fittings | Approved | All Buildings | كوع 45 درجه UPVC مقاس 110 مم رمادى بجوان | ECH | 350 | 350 | 38.62 | 13517 | SC_Supply | El Maadawy | All Buildings | كوع 45 درجه UPVC مقاس 110 مم رمادى بجوان | ECH | 350 | 45.17 | 15809.5 | EGP | SC_Supply
Katameya Creeks |  | RFQ-00070 | Youssef Abd El Kream | MEP (Electro Mechanical) | 2024-07-03 | UPVC Fittings | Approved | All Buildings | طبه لصق UPVC مقاس 110 مم ضغط رمادى | ECH | 100 | 100 | 28.99 | 2899 | SC_Supply | El Maadawy | All Buildings | طبه لصق UPVC مقاس 110 مم ضغط رمادى | ECH | 100 | 33.91 | 3391 | EGP | SC_Supply
Katameya Creeks |  | RFQ-00070 | Youssef Abd El Kream | MEP (Electro Mechanical) | 2024-07-03 | UPVC Fittings | Approved | All Buildings | جلبه لحام PPR قطر 40 مم | ECH | 150 | 150 | 27.55 | 4132.5 | SC_Supply | El Maadawy | All Buildings | جلبه لحام PPR قطر 40 مم | ECH | 150 | 32.22 | 4833 | EGP | SC_Supply
Katameya Creeks |  | RFQ-00070 | Youssef Abd El Kream | MEP (Electro Mechanical) | 2024-07-03 | UPVC Fittings | Approved | All Buildings | مشترك 45 درجه ( واى ) UPVC مقاس 75 مم رمادى بجوان | ECH | 500 | 500 | 38.22 | 19110 | SC_Supply | El Maadawy | All Buildings | مشترك 45 درجه ( واى ) UPVC مقاس 75 مم رمادى بجوان | ECH | 500 | 44.7 | 22350 | EGP | SC_Supply
Katameya Creeks |  | RFQ-00069 | Youssef Abd El Kream | MEP (Electro Mechanical) | 2024-07-03 | Canvas | Approved | All Buildings | canvas | LM | 75 | 75 | 52.5 | 3937.5 | SC_Supply | قباء للتجارة والاستيراد | All Buildings | canvas | LM | 75 | 61.4 | 4605 | EGP | SC_Supply
Katameya Creeks |  | RFQ-00068 | Youssef Abd El Kream | MEP (Electro Mechanical) | 2024-07-03 | Wire Nut | Approved | All Buildings | Wire Nut 3mm | ECH | 8000 | 8000 | 29.93 | 239440 | SC_Supply | El Helal | All Buildings | Wire Nut 3mm | ECH | 8000 | 35 | 280000 | EGP | SC_Supply
Katameya Creeks |  | RFQ-00067 | Youssef Abd El Kream | MEP (Electro Mechanical) | 2024-07-03 | Wire Nut | Approved | All Buildings | Wire Nut 3mm | ECH | 1000 | 1000 | 25.65 | 25650 | SC_Supply | El Helal | All Buildings | Wire Nut 3mm | ECH | 1000 | 35 | 35000 | EGP | SC_Supply
Katameya Creeks |  | RFQ-00066 | Youssef Abd El Kream | MEP (Electro Mechanical) | 2024-07-03 | Flexible Duct | Approved | All Buildings | Flexible Duct Diameter 100 mm non insulated | LM | 30 | 30 | 20.26 | 607.8 | SC_Supply | قباء للتجارة والاستيراد | All Buildings | Flexible Duct Diameter 100 mm non insulated | LM | 30 | 23.7 | 711 | EGP | SC_Supply
Katameya Creeks |  | RFQ-00065 | Youssef Abd El Kream | MEP (Electro Mechanical) | 2024-07-03 | UPVC Fittings | Approved | All Buildings | طبه لصق UPVC مقاس 75 مم ضغط رمادى | ECH | 100 | 100 | 51.79 | 5179 | SC_Supply | El Maadawy | All Buildings | طبه لصق UPVC مقاس 75 مم ضغط رمادى | ECH | 100 | 60.57 | 6057 | EGP | SC_Supply
Katameya Creeks |  | RFQ-00065 | Youssef Abd El Kream | MEP (Electro Mechanical) | 2024-07-03 | UPVC Fittings | Approved | All Buildings | جلبه UPVC مقاس 75 مم رمادى بجوان | ECH | 500 | 500 | 22.67 | 11335 | SC_Supply | El Maadawy | All Buildings | جلبه UPVC مقاس 75 مم رمادى بجوان | ECH | 500 | 26.51 | 13255 | EGP | SC_Supply
Katameya Creeks |  | RFQ-00065 | Youssef Abd El Kream | MEP (Electro Mechanical) | 2024-07-03 | UPVC Fittings | Approved | All Buildings | مسلوب UPVC مقاس 75/50 مم رمادى بجوان | ECH | 150 | 150 | 23.89 | 3583.5 | SC_Supply | El Maadawy | All Buildings | مسلوب UPVC مقاس 75/50 مم رمادى بجوان | ECH | 150 | 27.94 | 4191 | EGP | SC_Supply
Katameya Creeks |  | RFQ-00064 | Youssef Abd El Kream | MEP (Electro Mechanical) | 2024-07-03 | Cables & Wires | Approved | All Buildings | كابل نحاس ترمو ضغط منخفض مقاس 4 × 16 مم (xlpe/pvc) | LM | 850 | 850 | 253.64 | 215594 | SC_Supply | المتحدة للصناعات - السويدى | All Buildings | كابل نحاس ترمو ضغط منخفض مقاس 4 × 16 مم (xlpe/pvc) | LM | 850 | 444.99 | 378241.5 | EGP | SC_Supply
Katameya Creeks |  | RFQ-00064 | Youssef Abd El Kream | MEP (Electro Mechanical) | 2024-07-03 | Cables & Wires | Approved | All Buildings | كابل نحاس ترمو ضغط منخفض مقاس 4 × 10 مم (xlpe/pvc) | LM | 1610 | 1610 | 162.1 | 260981 | SC_Supply | المتحدة للصناعات - السويدى | All Buildings | كابل نحاس ترمو ضغط منخفض مقاس 4 × 10 مم (xlpe/pvc) | LM | 1610 | 284.39 | 457867.9 | EGP | SC_Supply
Katameya Creeks |  | RFQ-00064 | Youssef Abd El Kream | MEP (Electro Mechanical) | 2024-07-03 | Cables & Wires | Approved | All Buildings | كابل نحاس ترمو ضغط منخفض مقاس 4 × 6 مم (xlpe/pvc) | LM | 100 | 100 | 104.98 | 10498 | SC_Supply | المتحدة للصناعات - السويدى | All Buildings | كابل نحاس ترمو ضغط منخفض مقاس 4 × 6 مم (xlpe/pvc) | LM | 100 | 184.18 | 18418 | EGP | SC_Supply
Katameya Creeks |  | RFQ-00064 | Youssef Abd El Kream | MEP (Electro Mechanical) | 2024-07-03 | Cables & Wires | Approved | All Buildings | سلك نحاس مصمت مقاس 16 مم اللون أصفر × أخضر (cu/pvc) جهد (750/450) | LM | 1500 | 1500 | 61.06 | 91590 | SC_Supply | المتحدة للصناعات - السويدى | All Buildings | سلك نحاس مصمت مقاس 16 مم اللون أصفر × أخضر (cu/pvc) جهد (750/450) | LM | 1500 | 107.13 | 160695 | EGP | SC_Supply
Katameya Creeks |  | RFQ-00064 | Youssef Abd El Kream | MEP (Electro Mechanical) | 2024-07-03 | Cables & Wires | Approved | All Buildings | سلك نحاس مصمت مقاس 10 مم اللون أصفر × أخضر (cu/pvc) جهد (750/450) | LM | 1610 | 1610 | 38.15 | 61421.5 | SC_Supply | المتحدة للصناعات - السويدى | All Buildings | سلك نحاس مصمت مقاس 10 مم اللون أصفر × أخضر (cu/pvc) جهد (750/450) | LM | 1610 | 66.93 | 107757.3 | EGP | SC_Supply
Katameya Creeks |  | RFQ-00064 | Youssef Abd El Kream | MEP (Electro Mechanical) | 2024-07-03 | Cables & Wires | Approved | All Buildings | سلك نحاس مصمت مقاس 6 مم اللون أصفر × أخضر (cu/pvc) جهد (750/450) | LM | 100 | 100 | 23.22 | 2322 | SC_Supply | المتحدة للصناعات - السويدى | All Buildings | سلك نحاس مصمت مقاس 6 مم اللون أصفر × أخضر (cu/pvc) جهد (750/450) | LM | 100 | 40.74 | 4074 | EGP | SC_Supply
Katameya Creeks |  | RFQ-00063 | Youssef Abd El Kream | MEP (Electro Mechanical) | 2024-07-03 | Fire Alarm Cables | Approved | All Buildings | Fire Alarm Cable,2X1.5mm,105Deg.,O/A Shielded-RED | LM | 500 | 500 | 22.43 | 11215 | SC_Supply | المتحدة للصناعات - السويدى | All Buildings | Fire Alarm Cable,2X1.5mm,105Deg.,O/A Shielded-RED | LM | 500 | 39.35 | 19675 | EGP | SC_Supply
Katameya Creeks |  | RFQ-00061 | Youssef Abd El Kream | MEP (Electro Mechanical) | 2024-07-03 | Fixation Acc. | Approved | All Buildings | Fisher size M6 | ECH | 3000 | 3000 | 0.73 | 2190 | SC_Supply | Top Fixing | All Buildings | Fisher size M6 | ECH | 3000 | 0.85 | 2550 | EGP | SC_Supply
Katameya Creeks |  | RFQ-00061 | Youssef Abd El Kream | MEP (Electro Mechanical) | 2024-07-03 | Fixation Acc. | Approved | All Buildings | فيشر فراشه 8مم | ECH | 3000 | 3000 | 3.63 | 10890 | SC_Supply | Top Fixing | All Buildings | فيشر فراشه 8مم | ECH | 3000 | 4.25 | 12750 | EGP | SC_Supply
Katameya Creeks |  | RFQ-00061 | Youssef Abd El Kream | MEP (Electro Mechanical) | 2024-07-03 | Fixation Acc. | Approved | All Buildings | Fisher size M8 | ECH | 3000 | 3000 | 1.24 | 3720 | SC_Supply | Top Fixing | All Buildings | Fisher size M8 | ECH | 3000 | 1.45 | 4350 | EGP | SC_Supply
Katameya Creeks |  | RFQ-00060 | Youssef Abd El Kream | MEP (Electro Mechanical) | 2024-07-03 | PPR Fittings | Approved | All Buildings | كوع لحام 90 درجة PPR قطر 50 مم | ECH | 150 | 150 | 78.63 | 11794.5 | SC_Supply | El Maadawy | All Buildings | كوع لحام 90 درجة PPR قطر 50 مم | ECH | 150 | 91.97 | 13795.5 | EGP | SC_Supply
Katameya Creeks |  | RFQ-00060 | Youssef Abd El Kream | MEP (Electro Mechanical) | 2024-07-03 | PPR Fittings | Approved | All Buildings | جلبه لحام PPR قطر 32 مم | ECH | 120 | 120 | 22.85 | 2742 | SC_Supply | El Maadawy | All Buildings | جلبه لحام PPR قطر 32 مم | ECH | 120 | 26.73 | 3207.6 | EGP | SC_Supply
Katameya Creeks |  | RFQ-00060 | Youssef Abd El Kream | MEP (Electro Mechanical) | 2024-07-03 | PPR Fittings | Approved | All Buildings | جلبه لحام PPR قطر 50 مم | ECH | 120 | 120 | 47.42 | 5690.4 | SC_Supply | El Maadawy | All Buildings | جلبه لحام PPR قطر 50 مم | ECH | 120 | 55.46 | 6655.2 | EGP | SC_Supply
Katameya Creeks |  | RFQ-00058 | Youssef Abd El Kream | MEP (Electro Mechanical) | 2024-07-03 | Pipe Clamps | Approved | All Buildings | pipe clamp size 4" | ECH | 500 | 500 | 50.96 | 25480 | SC_Supply | Al Nour | All Buildings | pipe clamp size 4" | ECH | 500 | 59.6 | 29800 | EGP | SC_Supply
Katameya Creeks |  | RFQ-00058 | Youssef Abd El Kream | MEP (Electro Mechanical) | 2024-07-03 | Pipe Clamps | Approved | All Buildings | pipe clamp size 1.25" | ECH | 450 | 450 | 32.83 | 14773.5 | SC_Supply | Al Nour | All Buildings | pipe clamp size 1.25" | ECH | 450 | 38.4 | 17280 | EGP | SC_Supply
Katameya Creeks |  | RFQ-00057 | Youssef Abd El Kream | MEP (Electro Mechanical) | 2024-07-03 | Supply Of PVC Conduit & Acc. | Approved | All Buildings | أفيز 20مم UPVC(اللون أبيض) | ECH | 3000 | 3000 | 2.65 | 7950 | SC_Supply | New Ega | All Buildings | أفيز 20مم UPVC(اللون أبيض) | ECH | 3000 | 3.1 | 9300 | EGP | SC_Supply
Katameya Creeks |  | RFQ-00057 | Youssef Abd El Kream | MEP (Electro Mechanical) | 2024-07-03 | Supply Of PVC Conduit & Acc. | Approved | All Buildings | جلبة ماسورة 20مم UPVC (اللون أبيض) | ECH | 1000 | 1000 | 1.54 | 1540 | SC_Supply | New Ega | All Buildings | جلبة ماسورة 20مم UPVC (اللون أبيض) | ECH | 1000 | 1.8 | 1800 | EGP | SC_Supply
Katameya Creeks |  | RFQ-00057 | Youssef Abd El Kream | MEP (Electro Mechanical) | 2024-07-03 | Supply Of PVC Conduit & Acc. | Approved | All Buildings | ماسورة 20مم UPVC سمك ثقيل قطر خارجي 20 قطر داخلي 16.4مم اللفة= 34×3 متر(اللون أبيض) | LM | 3060 | 3060 | 8.21 | 25122.6 | SC_Supply | New Ega | All Buildings | ماسورة 20مم UPVC سمك ثقيل قطر خارجي 20 قطر داخلي 16.4مم اللفة= 34×3 متر(اللون أبيض) | LM | 3060 | 9.6 | 29376 | EGP | SC_Supply
Katameya Creeks |  | RFQ-00062 | Youssef Abd El Kream | MEP (Electro Mechanical) | 2024-07-03 | Wire Nut | Approved | All Buildings | Wire Nut 3mm | ECH | 1000 | 1000 | 25.65 | 25650 | SC_Supply | El Helal | All Buildings | Wire Nut 3mm | ECH | 1000 | 30 | 30000 | EGP | SC_Supply
Katameya Creeks |  | RFQ-00059 | Youssef Abd El Kream | MEP (Electro Mechanical) | 2024-07-03 | PPR Pipes & Grease | Approved | All Buildings | مواسير PPR قطر 40 مم للمياه البارده و الساخنه | LM | 700 | 700 | 79.31 | 55517 | SC_Supply | El Maadawy | All Buildings | مواسير PPR قطر 40 مم للمياه البارده و الساخنه | LM | 700 | 92.76 | 64932 | EGP | SC_Supply
Katameya Creeks |  | RFQ-00059 | Youssef Abd El Kream | MEP (Electro Mechanical) | 2024-07-03 | PPR Pipes & Grease | Approved | All Buildings | شحم نياتي | KGR | 100 | 100 | 37.5 | 3750 | SC_Supply | El Maadawy | All Buildings | شحم نياتي | KGR | 100 | 43.86 | 4386 | EGP | SC_Supply
Katameya Creeks |  | RFQ-00056 | Youssef Abd El Kream | MEP (Electro Mechanical) | 2024-07-03 | Pipe Clamps | Approved | All Buildings | pipe clamp size 4" | ECH | 500 | 500 | 50.96 | 25480 | SC_Supply | Al Nour | All Buildings | pipe clamp size 4" | ECH | 500 | 59.6 | 29800 | EGP | SC_Supply
Katameya Creeks |  | RFQ-00056 | Youssef Abd El Kream | MEP (Electro Mechanical) | 2024-07-03 | Pipe Clamps | Approved | All Buildings | pipe clamp size 2.5" | ECH | 2000 | 2000 | 40.16 | 80320 | SC_Supply | Al Nour | All Buildings | pipe clamp size 2.5" | ECH | 2000 | 46.97 | 93940 | EGP | SC_Supply
Abu Qir Bridge _0214 |  | RFQ-00004 | Mostafa Ramadan | Operation | 2024-07-02 | Geotechnical Reports | Approved | 2025-11-02 | بالمتر الطولي: إصدار تقرير فني لتوصيات التأسيس وإحتياطات التنفيذ والدراسات الجيوتقنية بناءا على نتائج أعمال الجسات ونتائج الإختبارات , في نسخ إليكترونية ونسخ ورقية بالعدد المطلوب | LM | 940 | 940 | 0 | 0 | OTH | أحمد حسني محمد عبد الرحمن | 2025-11-02 | بالمتر الطولي: إصدار تقرير فني لتوصيات التأسيس وإحتياطات التنفيذ والدراسات الجيوتقنية بناءا على نتائج أعمال الجسات ونتائج الإختبارات , في نسخ إليكترونية ونسخ ورقية بالعدد المطلوب | LM | 940 | 350 | 329000 | EGP | OTH
Damietta Container Terminal-Infra & Bldgs _0216 |  | RFQ-00001 | Eslam Kamal | Operation | 2024-07-09 | Steel structure check of design | Approved | 1884 - Indirect Cost - 00 | Design of the following : Reefer Rack | LS | 1 | 1 | 1466.67 | 1466.67 | Ind | ECC | 1884 - Indirect Cost - 00 | Design of the following : Reefer Rack | LS | 1 | 60000 | 60000 | EGP | Ind
Damietta Container Terminal-Infra & Bldgs _0216 |  | RFQ-00001 | Eslam Kamal | Operation | 2024-07-09 | Steel structure check of design | Approved | 1884 - Indirect Cost - 00 | Design of the following : Car/Bench Sheds | LS | 1 | 1 | 488.89 | 488.89 | Ind | ECC | 1884 - Indirect Cost - 00 | Design of the following : Car/Bench Sheds | LS | 1 | 20000 | 20000 | EGP | Ind
Damietta Container Terminal-Infra & Bldgs _0216 |  | RFQ-00001 | Eslam Kamal | Operation | 2024-07-09 | Steel structure check of design | Approved | 1884 - Indirect Cost - 00 | Design of the following : Steel Gate and Bench Sheds | LS | 1 | 1 | 488.89 | 488.89 | Ind | ECC | 1884 - Indirect Cost - 00 | Design of the following : Steel Gate and Bench Sheds | LS | 1 | 20000 | 20000 | EGP | Ind
Damietta Container Terminal-Infra & Bldgs _0216 |  | RFQ-00001 | Eslam Kamal | Operation | 2024-07-09 | Steel structure check of design | Approved | 1884 - Indirect Cost - 00 | Design of the following : Work-shop Steel Buildings and Roofs | LS | 1 | 1 | 3177.78 | 3177.78 | Ind | ECC | 1884 - Indirect Cost - 00 | Design of the following : Work-shop Steel Buildings and Roofs | LS | 1 | 130000 | 130000 | EGP | Ind
Damietta Container Terminal-Infra & Bldgs _0216 |  | RFQ-00001 | Eslam Kamal | Operation | 2024-07-09 | Steel structure check of design | Approved | 1884 - Indirect Cost - 00 | Design of the following : Fuel Station | LS | 1 | 1 | 488.89 | 488.89 | Ind | ECC | 1884 - Indirect Cost - 00 | Design of the following : Fuel Station | LS | 1 | 20000 | 20000 | EGP | Ind
Damietta Container Terminal-Infra & Bldgs _0216 |  | RFQ-00001 | Eslam Kamal | Operation | 2024-07-09 | Steel structure check of design | Approved | 1884 - Indirect Cost - 00 | Design of the following : Fire-fighting tank | LS | 1 | 1 | 244.44 | 244.44 | Ind | ECC | 1884 - Indirect Cost - 00 | Design of the following : Fire-fighting tank | LS | 1 | 10000 | 10000 | EGP | Ind
Rabigh CCPP-Civil _K0006 |  | RFQ-00018 | Ahmed Saleh | MEP (Electro Mechanical) | 2024-07-02 | MEP Installation Work | Approved | 11.18 - Baseline BOQ- Power Block+Balance of Plant-22 40 00 PLF-0012 | Supplying; installing; Urinal; Vitreous-China coated | ECH | 1 | 1 | 263 | 263 | SC_Apply | شركة اضواء الخليل للمقاولات | 11.18 - Baseline BOQ- Power Block+Balance of Plant-22 40 00 PLF-0012 | Supplying; installing; Urinal; Vitreous-China coated | ECH | 1 | 598.92 | 598.92 | SAR | SC_Apply
Rabigh CCPP-Civil _K0006 |  | RFQ-00018 | Ahmed Saleh | MEP (Electro Mechanical) | 2024-07-02 | MEP Installation Work | Approved | 11.18 - Baseline BOQ- Power Block+Balance of Plant-22 40 00 PLF-0013 | Supplying; installing; Stainless steel kitchen sink "with Two Eyes"; | ECH | 1 | 1 | 274 | 274 | SC_Apply | شركة اضواء الخليل للمقاولات | 11.18 - Baseline BOQ- Power Block+Balance of Plant-22 40 00 PLF-0013 | Supplying; installing; Stainless steel kitchen sink "with Two Eyes"; | ECH | 1 | 492.9 | 492.9 | SAR | SC_Apply
Rabigh CCPP-Civil _K0006 |  | RFQ-00018 | Ahmed Saleh | MEP (Electro Mechanical) | 2024-07-02 | MEP Installation Work | Approved | 11.18 - Baseline BOQ- Power Block+Balance of Plant-22 40 00 PLF-0014 | Supplying; installing; mixers Sanitary for Ablution area. | ECH | 8 | 8 | 252 | 2016 | SC_Apply | شركة اضواء الخليل للمقاولات | 11.18 - Baseline BOQ- Power Block+Balance of Plant-22 40 00 PLF-0014 | Supplying; installing; mixers Sanitary for Ablution area. | ECH | 8 | 427.8 | 3422.4 | SAR | SC_Apply
Rabigh CCPP-Civil _K0006 |  | RFQ-00018 | Ahmed Saleh | MEP (Electro Mechanical) | 2024-07-02 | MEP Installation Work | Approved | 11.18 - Baseline BOQ- Power Block+Balance of Plant-33 05 61 SWNT-0024 | Supplying; installing; testing; circular; cast-in-place concrete; manhole; internal dims. D=2m; installed under ground; depth range D>3m; for sewage network. | ECH | 1 | 1 | 364 | 364 | SC_Apply | شركة اضواء الخليل للمقاولات | 11.18 - Baseline BOQ- Power Block+Balance of Plant-33 05 61 SWNT-0024 | Supplying; installing; testing; circular; cast-in-place concrete; manhole; internal dims. D=2m; installed under ground; depth range D>3m; for sewage network. | ECH | 1 | 5347.5 | 5347.5 | SAR | SC_Apply
Rabigh CCPP-Civil _K0006 |  | RFQ-00018 | Ahmed Saleh | MEP (Electro Mechanical) | 2024-07-02 | MEP Installation Work | Approved | 11.18 - Baseline BOQ- Power Block+Balance of Plant-33 05 61 SWNT-0018 | Supplying; installing; testing; circular; cast-in-place concrete; manhole; internal dims. D=1.2m; installed under ground; depth range 1m<D≤2m; for chemical network. | ECH | 5 | 5 | 241 | 1205 | SC_Apply | شركة اضواء الخليل للمقاولات | 11.18 - Baseline BOQ- Power Block+Balance of Plant-33 05 61 SWNT-0018 | Supplying; installing; testing; circular; cast-in-place concrete; manhole; internal dims. D=1.2m; installed under ground; depth range 1m<D≤2m; for chemical network. | ECH | 5 | 5347.5 | 26737.5 | SAR | SC_Apply
Rabigh CCPP-Civil _K0006 |  | RFQ-00018 | Ahmed Saleh | MEP (Electro Mechanical) | 2024-07-02 | MEP Installation Work | Approved | 11.18 - Baseline BOQ- Power Block+Balance of Plant-33 05 61 SWNT-0019 | Supplying; installing; testing; circular; cast-in-place concrete; manhole; internal dims. D=2m; installed under ground; depth range D>3m; for chemical network. | ECH | 2 | 2 | 364 | 728 | SC_Apply | شركة اضواء الخليل للمقاولات | 11.18 - Baseline BOQ- Power Block+Balance of Plant-33 05 61 SWNT-0019 | Supplying; installing; testing; circular; cast-in-place concrete; manhole; internal dims. D=2m; installed under ground; depth range D>3m; for chemical network. | ECH | 2 | 4278 | 8556 | SAR | SC_Apply
Rabigh CCPP-Civil _K0006 |  | RFQ-00018 | Ahmed Saleh | MEP (Electro Mechanical) | 2024-07-02 | MEP Installation Work | Approved | 11.18 - Baseline BOQ- Power Block+Balance of Plant-33 05 61 SWNT-0020 | Supplying; installing; testing; rectangular; cast-in-place concrete; drain chamber; internal dims. L=0.6mxW=0.6mxH=0.6m; installed under ground; depth range 1m<D≤2m; for chemical network. | ECH | 145 | 145 | 217 | 31465 | SC_Apply | شركة اضواء الخليل للمقاولات | 11.18 - Baseline BOQ- Power Block+Balance of Plant-33 05 61 SWNT-0020 | Supplying; installing; testing; rectangular; cast-in-place concrete; drain chamber; internal dims. L=0.6mxW=0.6mxH=0.6m; installed under ground; depth range 1m<D≤2m; for chemical network. | ECH | 145 | 1590.3 | 230593.5 | SAR | SC_Apply
Rabigh CCPP-Civil _K0006 |  | RFQ-00018 | Ahmed Saleh | MEP (Electro Mechanical) | 2024-07-02 | MEP Installation Work | Approved | 11.18 - Baseline BOQ- Power Block+Balance of Plant-33 05 61 SWNT-0022 | Supplying; installing; testing; circular; cast-in-place concrete; manhole; internal dims. D=1.2m; installed under ground; depth range 1m<D≤2m; for sewage network. | ECH | 10 | 10 | 241 | 2410 | SC_Apply | شركة اضواء الخليل للمقاولات | 11.18 - Baseline BOQ- Power Block+Balance of Plant-33 05 61 SWNT-0022 | Supplying; installing; testing; circular; cast-in-place concrete; manhole; internal dims. D=1.2m; installed under ground; depth range 1m<D≤2m; for sewage network. | ECH | 10 | 2139 | 21390 | SAR | SC_Apply
Rabigh CCPP-Civil _K0006 |  | RFQ-00018 | Ahmed Saleh | MEP (Electro Mechanical) | 2024-07-02 | MEP Installation Work | Approved | 11.18 - Baseline BOQ- Power Block+Balance of Plant-33 05 61 SWNT-0023 | Supplying; installing; testing; circular; cast-in-place concrete; manhole; internal dims. D=1.5m; installed under ground; depth range 1m<D≤2m; for sewage network. | ECH | 3 | 3 | 259 | 777 | SC_Apply | شركة اضواء الخليل للمقاولات | 11.18 - Baseline BOQ- Power Block+Balance of Plant-33 05 61 SWNT-0023 | Supplying; installing; testing; circular; cast-in-place concrete; manhole; internal dims. D=1.5m; installed under ground; depth range 1m<D≤2m; for sewage network. | ECH | 3 | 2673.75 | 8021.25 | SAR | SC_Apply
Rabigh CCPP-Civil _K0006 |  | RFQ-00018 | Ahmed Saleh | MEP (Electro Mechanical) | 2024-07-02 | MEP Installation Work | Approved | 11.18 - Baseline BOQ- Power Block+Balance of Plant-22 13 16 FWDN-0001 | Sypplying;Installing;testing;thermoplastic (UPVC);pipeas per BS3505;to drainage network;inner Dia. 2";installed above ground; | MTR | 286 | 286 | 46 | 13156 | SC_Apply | شركة اضواء الخليل للمقاولات | 11.18 - Baseline BOQ- Power Block+Balance of Plant-22 13 16 FWDN-0001 | Sypplying;Installing;testing;thermoplastic (UPVC);pipeas per BS3505;to drainage network;inner Dia. 2";installed above ground; | MTR | 286 | 106.95 | 30587.7 | SAR | SC_Apply
Rabigh CCPP-Civil _K0006 |  | RFQ-00018 | Ahmed Saleh | MEP (Electro Mechanical) | 2024-07-02 | MEP Installation Work | Approved | 11.18 - Baseline BOQ- Power Block+Balance of Plant-22 13 16 FWDN-0002 | Sypplying;Installing;testing;thermoplastic (UPVC);pipeas per BS3505;to drainage network;inner Dia. 3";installed above ground; | MTR | 280 | 280 | 62 | 17360 | SC_Apply | شركة اضواء الخليل للمقاولات | 11.18 - Baseline BOQ- Power Block+Balance of Plant-22 13 16 FWDN-0002 | Sypplying;Installing;testing;thermoplastic (UPVC);pipeas per BS3505;to drainage network;inner Dia. 3";installed above ground; | MTR | 280 | 120.9 | 33852 | SAR | SC_Apply
Rabigh CCPP-Civil _K0006 |  | RFQ-00018 | Ahmed Saleh | MEP (Electro Mechanical) | 2024-07-02 | MEP Installation Work | Approved | 11.18 - Baseline BOQ- Power Block+Balance of Plant-22 13 16 FWDN-0003 | Sypplying;Installing;testing;thermoplastic (UPVC);pipeas per BS3505;to drainage network;inner Dia. 4";installed above ground; | MTR | 776 | 776 | 92 | 71392 | SC_Apply | شركة اضواء الخليل للمقاولات | 11.18 - Baseline BOQ- Power Block+Balance of Plant-22 13 16 FWDN-0003 | Sypplying;Installing;testing;thermoplastic (UPVC);pipeas per BS3505;to drainage network;inner Dia. 4";installed above ground; | MTR | 776 | 174.38 | 135318.88 | SAR | SC_Apply
Rabigh CCPP-Civil _K0006 |  | RFQ-00018 | Ahmed Saleh | MEP (Electro Mechanical) | 2024-07-02 | MEP Installation Work | Approved | 11.18 - Baseline BOQ- Power Block+Balance of Plant-22 05 76 CLO-0001 | Sypplying;Installing;testing;thermoplastic (UPVC); clean out;for drain fixtures100mm; in buildings; | ECH | 12 | 12 | 150 | 1800 | SC_Apply | شركة اضواء الخليل للمقاولات | 11.18 - Baseline BOQ- Power Block+Balance of Plant-22 05 76 CLO-0001 | Sypplying;Installing;testing;thermoplastic (UPVC); clean out;for drain fixtures100mm; in buildings; | ECH | 12 | 107.88 | 1294.56 | SAR | SC_Apply
Rabigh CCPP-Civil _K0006 |  | RFQ-00018 | Ahmed Saleh | MEP (Electro Mechanical) | 2024-07-02 | MEP Installation Work | Approved | 11.18 - Baseline BOQ- Power Block+Balance of Plant-22 11 33 FWSN-0007 | Sypplying;Installing;testing;Polypropylene (PPP);pipeSDR7.4; to water supply network;inner Dia. 1";in buildings; | MTR | 142 | 142 | 23 | 3266 | SC_Apply | شركة اضواء الخليل للمقاولات | 11.18 - Baseline BOQ- Power Block+Balance of Plant-22 11 33 FWSN-0007 | Sypplying;Installing;testing;Polypropylene (PPP);pipeSDR7.4; to water supply network;inner Dia. 1";in buildings; | MTR | 142 | 53.94 | 7659.48 | SAR | SC_Apply
Rabigh CCPP-Civil _K0006 |  | RFQ-00018 | Ahmed Saleh | MEP (Electro Mechanical) | 2024-07-02 | MEP Installation Work | Approved | 11.18 - Baseline BOQ- Power Block+Balance of Plant-33 05 00 GEN-0002 | Supply and install water oil separator (15 mg/l) with inlet flow 30 L/s the separator shall include a pre-separation chamber ,oil pump ,water pump, oil skid tank and the work shall include controls, motor, valves, connecting pipe work and accessories. All necessary equipment for safe operation and monitoring of the system shall be included. | ECH | 2 | 2 | 2315 | 4630 | SC_Apply | شركة اضواء الخليل للمقاولات | 11.18 - Baseline BOQ- Power Block+Balance of Plant-33 05 00 GEN-0002 | Supply and install water oil separator (15 mg/l) with inlet flow 30 L/s the separator shall include a pre-separation chamber ,oil pump ,water pump, oil skid tank and the work shall include controls, motor, valves, connecting pipe work and accessories. All necessary equipment for safe operation and monitoring of the system shall be included. | ECH | 2 | 6191.48 | 12382.96 | SAR | SC_Apply
Rabigh CCPP-Civil _K0006 |  | RFQ-00018 | Ahmed Saleh | MEP (Electro Mechanical) | 2024-07-02 | MEP Installation Work | Approved | 11.18 - Baseline BOQ- Power Block+Balance of Plant-33 05 61 FDN-000 | Supplying; installing; testing; rectangular; cast-in-place concrete; drain chamber; internal dims. L=0.6mxW=0.6mxH=0.6m; installed under ground; depth range 1m<D≤2m; for drain network. | ECH | 18 | 18 | 217 | 3906 | SC_Apply | شركة اضواء الخليل للمقاولات | 11.18 - Baseline BOQ- Power Block+Balance of Plant-33 05 61 FDN-000 | Supplying; installing; testing; rectangular; cast-in-place concrete; drain chamber; internal dims. L=0.6mxW=0.6mxH=0.6m; installed under ground; depth range 1m<D≤2m; for drain network. | ECH | 18 | 1283.4 | 23101.2 | SAR | SC_Apply
Rabigh CCPP-Civil _K0006 |  | RFQ-00018 | Ahmed Saleh | MEP (Electro Mechanical) | 2024-07-02 | MEP Installation Work | Approved | 11.18 - Baseline BOQ- Power Block+Balance of Plant-33 05 61 SNT-0015 | Supplying; installing; testing; circular; cast-in-place concrete; manhole; internal dims. D=1.2m; installed under ground; depth range 1m<D≤2m; for storm network. | ECH | 51 | 51 | 241 | 12291 | SC_Apply | شركة اضواء الخليل للمقاولات | 11.18 - Baseline BOQ- Power Block+Balance of Plant-33 05 61 SNT-0015 | Supplying; installing; testing; circular; cast-in-place concrete; manhole; internal dims. D=1.2m; installed under ground; depth range 1m<D≤2m; for storm network. | ECH | 51 | 1540.08 | 78544.08 | SAR | SC_Apply
Rabigh CCPP-Civil _K0006 |  | RFQ-00018 | Ahmed Saleh | MEP (Electro Mechanical) | 2024-07-02 | MEP Installation Work | Approved | 11.18 - Baseline BOQ- Power Block+Balance of Plant-33 05 61 SNT-0016 | Supplying; installing; testing; circular; cast-in-place concrete; manhole; internal dims. D=1.5m; installed under ground; depth range 1m<D≤2m; for storm network. | ECH | 32 | 32 | 259 | 8288 | SC_Apply | شركة اضواء الخليل للمقاولات | 11.18 - Baseline BOQ- Power Block+Balance of Plant-33 05 61 SNT-0016 | Supplying; installing; testing; circular; cast-in-place concrete; manhole; internal dims. D=1.5m; installed under ground; depth range 1m<D≤2m; for storm network. | ECH | 32 | 1882.32 | 60234.24 | SAR | SC_Apply
Rabigh CCPP-Civil _K0006 |  | RFQ-00018 | Ahmed Saleh | MEP (Electro Mechanical) | 2024-07-02 | MEP Installation Work | Approved | 11.18 - Baseline BOQ- Power Block+Balance of Plant-33 14 19 WNT-0016 | Supplying; installing; testing; motorized; isolation; gate valve; PN10 bar; Dia. 63mm; installed under ground; depth range D≤1m; installed in valve chamber; for irrigation network. | ECH | 1 | 1 | 254 | 254 | SC_Apply | شركة اضواء الخليل للمقاولات | 11.18 - Baseline BOQ- Power Block+Balance of Plant-33 14 19 WNT-0016 | Supplying; installing; testing; motorized; isolation; gate valve; PN10 bar; Dia. 63mm; installed under ground; depth range D≤1m; installed in valve chamber; for irrigation network. | ECH | 1 | 482.67 | 482.67 | SAR | SC_Apply
Rabigh CCPP-Civil _K0006 |  | RFQ-00018 | Ahmed Saleh | MEP (Electro Mechanical) | 2024-07-02 | MEP Installation Work | Approved | 11.18 - Baseline BOQ- Power Block+Balance of Plant-22 40 00 PLF-0015 | Supplying; installing; stainless steel Emergency eye wash | ECH | 1 | 1 | 859 | 859 | SC_Apply | شركة اضواء الخليل للمقاولات | 11.18 - Baseline BOQ- Power Block+Balance of Plant-22 40 00 PLF-0015 | Supplying; installing; stainless steel Emergency eye wash | ECH | 1 | 1337.34 | 1337.34 | SAR | SC_Apply
Rabigh CCPP-Civil _K0006 |  | RFQ-00018 | Ahmed Saleh | MEP (Electro Mechanical) | 2024-07-02 | MEP Installation Work | Approved | 11.18 - Baseline BOQ- Power Block+Balance of Plant-22 40 00 PLF-0016 | Supplying; installing; Laboratory Anti-chemical Sink; one eye | ECH | 2 | 2 | 527 | 1054 | SC_Apply | شركة اضواء الخليل للمقاولات | 11.18 - Baseline BOQ- Power Block+Balance of Plant-22 40 00 PLF-0016 | Supplying; installing; Laboratory Anti-chemical Sink; one eye | ECH | 2 | 1693.53 | 3387.06 | SAR | SC_Apply
BIOLOGICALS AND BIOSIMILARS MANUFACTURING FACILITY EIPICO 3 _0187 |  | RFQ-00167 | Ahmed Saleh | MEP (Electro Mechanical) | 2024-07-01 | B02 Fire & HVAC Apply Works | Approved | 10.8 - B02 (Warehouse, Packaging and QC Building)-211213-1 | Fire hose cabinet - Class 1 | ECH | 8 | 8 | 1500 | 12000 | SC_Apply | اكواتك للتوريدات | 10.8 - B02 (Warehouse, Packaging and QC Building)-211213-1 | Fire hose cabinet - Class 1 | ECH | 8 | 2250 | 18000 | EGP | SC_Apply
BIOLOGICALS AND BIOSIMILARS MANUFACTURING FACILITY EIPICO 3 _0187 |  | RFQ-00167 | Ahmed Saleh | MEP (Electro Mechanical) | 2024-07-01 | B02 Fire & HVAC Apply Works | Approved | 10.8 - B02 (Warehouse, Packaging and QC Building)-211213-2 | Fire hose cabinet - Class 2 | ECH | 10 | 10 | 1500 | 15000 | SC_Apply | اكواتك للتوريدات | 10.8 - B02 (Warehouse, Packaging and QC Building)-211213-2 | Fire hose cabinet - Class 2 | ECH | 10 | 2750 | 27500 | EGP | SC_Apply
BIOLOGICALS AND BIOSIMILARS MANUFACTURING FACILITY EIPICO 3 _0187 |  | RFQ-00167 | Ahmed Saleh | MEP (Electro Mechanical) | 2024-07-01 | B02 Fire & HVAC Apply Works | Approved | 10.5 - B02 (Warehouse, Packaging and QC Building)-232113-10.1 | Diameter 25mm | MTR | 550 | 550 | 55 | 30250 | SC_Supply/Apply | اكواتك للتوريدات | 10.5 - B02 (Warehouse, Packaging and QC Building)-232113-10.1 | Diameter 25mm | MTR | 550 | 95 | 52250 | EGP | SC_Supply/Apply
BIOLOGICALS AND BIOSIMILARS MANUFACTURING FACILITY EIPICO 3 _0187 |  | RFQ-00167 | Ahmed Saleh | MEP (Electro Mechanical) | 2024-07-01 | B02 Fire & HVAC Apply Works | Approved | 10.5 - B02 (Warehouse, Packaging and QC Building)-232113-11.1 | Diameter 32mm | MTR | 150 | 150 | 69 | 10350 | SC_Supply/Apply | اكواتك للتوريدات | 10.5 - B02 (Warehouse, Packaging and QC Building)-232113-11.1 | Diameter 32mm | MTR | 150 | 120 | 18000 | EGP | SC_Supply/Apply
BIOLOGICALS AND BIOSIMILARS MANUFACTURING FACILITY EIPICO 3 _0187 |  | RFQ-00167 | Ahmed Saleh | MEP (Electro Mechanical) | 2024-07-01 | B02 Fire & HVAC Apply Works | Approved | 10.5 - B01(ADMIN BUILDING)-232113-3.1 | Diameter 40mm | MTR | 150 | 150 | 83 | 12450 | SC_Supply/Apply | اكواتك للتوريدات | 10.5 - B01(ADMIN BUILDING)-232113-3.1 | Diameter 40mm | MTR | 150 | 140 | 21000 | EGP | SC_Supply/Apply
BIOLOGICALS AND BIOSIMILARS MANUFACTURING FACILITY EIPICO 3 _0187 |  | RFQ-00167 | Ahmed Saleh | MEP (Electro Mechanical) | 2024-07-01 | B02 Fire & HVAC Apply Works | Approved | 10.5 - B02 (Warehouse, Packaging and QC Building)-232113-5.1 | Diameter 50mm | MTR | 210 | 210 | 110 | 23100 | SC_Supply/Apply | اكواتك للتوريدات | 10.5 - B02 (Warehouse, Packaging and QC Building)-232113-5.1 | Diameter 50mm | MTR | 210 | 190 | 39900 | EGP | SC_Supply/Apply
BIOLOGICALS AND BIOSIMILARS MANUFACTURING FACILITY EIPICO 3 _0187 |  | RFQ-00167 | Ahmed Saleh | MEP (Electro Mechanical) | 2024-07-01 | B02 Fire & HVAC Apply Works | Approved | 10.5 - B02 (Warehouse, Packaging and QC Building)-232113-14.1 | Diameter 65mm | MTR | 102 | 102 | 138 | 14076 | SC_Supply/Apply | اكواتك للتوريدات | 10.5 - B02 (Warehouse, Packaging and QC Building)-232113-14.1 | Diameter 65mm | MTR | 102 | 240 | 24480 | EGP | SC_Supply/Apply
BIOLOGICALS AND BIOSIMILARS MANUFACTURING FACILITY EIPICO 3 _0187 |  | RFQ-00167 | Ahmed Saleh | MEP (Electro Mechanical) | 2024-07-01 | B02 Fire & HVAC Apply Works | Approved | 10.5 - B02 (Warehouse, Packaging and QC Building)-232113-7.1 | Diameter 80mm | MTR | 126 | 126 | 165 | 20790 | SC_Supply/Apply | اكواتك للتوريدات | 10.5 - B02 (Warehouse, Packaging and QC Building)-232113-7.1 | Diameter 80mm | MTR | 126 | 285 | 35910 | EGP | SC_Supply/Apply
BIOLOGICALS AND BIOSIMILARS MANUFACTURING FACILITY EIPICO 3 _0187 |  | RFQ-00167 | Ahmed Saleh | MEP (Electro Mechanical) | 2024-07-01 | B02 Fire & HVAC Apply Works | Approved | 10.5 - B02 (Warehouse, Packaging and QC Building)-232113-8.1 | Diameter 100mm | MTR | 84 | 84 | 220 | 18480 | SC_Supply/Apply | اكواتك للتوريدات | 10.5 - B02 (Warehouse, Packaging and QC Building)-232113-8.1 | Diameter 100mm | MTR | 84 | 380 | 31920 | EGP | SC_Supply/Apply
BIOLOGICALS AND BIOSIMILARS MANUFACTURING FACILITY EIPICO 3 _0187 |  | RFQ-00167 | Ahmed Saleh | MEP (Electro Mechanical) | 2024-07-01 | B02 Fire & HVAC Apply Works | Approved | 10.5 - B02 (Warehouse, Packaging and QC Building)-232113-9.1 | Diameter 150mm | MTR | 102 | 102 | 330 | 33660 | SC_Supply/Apply | اكواتك للتوريدات | 10.5 - B02 (Warehouse, Packaging and QC Building)-232113-9.1 | Diameter 150mm | MTR | 102 | 570 | 58140 | EGP | SC_Supply/Apply
Rabigh CCPP-Civil _K0006 |  | RFQ-00018 | Ahmed Saleh | MEP (Electro Mechanical) | 2024-07-02 | MEP Installation Work | Approved | 11.18 - Baseline BOQ- Power Block+Balance of Plant-33 05 61 SWNT-0025 | Supplying; installing; testing; rectangular; cast-in-place concrete; inspection chamber; internal dims. L=0.6mxW=0.6mxH=0.6m; installed under ground; depth range 1m<D≤2m; for chemical network. | ECH | 36 | 36 | 217 | 7812 | SC_Apply | شركة اضواء الخليل للمقاولات | 11.18 - Baseline BOQ- Power Block+Balance of Plant-33 05 61 SWNT-0025 | Supplying; installing; testing; rectangular; cast-in-place concrete; inspection chamber; internal dims. L=0.6mxW=0.6mxH=0.6m; installed under ground; depth range 1m<D≤2m; for chemical network. | ECH | 36 | 1908.36 | 68700.96 | SAR | SC_Apply
Rabigh CCPP-Civil _K0006 |  | RFQ-00018 | Ahmed Saleh | MEP (Electro Mechanical) | 2024-07-02 | MEP Installation Work | Approved | 11.18 - Baseline BOQ- Power Block+Balance of Plant-33 05 61 SNT-0017 | Supplying; installing; testing; circular; cast-in-place concrete; manhole; internal dims. D=2m; installed under ground; depth range D>3m; for storm network. | ECH | 10 | 10 | 364 | 3640 | SC_Apply | شركة اضواء الخليل للمقاولات | 11.18 - Baseline BOQ- Power Block+Balance of Plant-33 05 61 SNT-0017 | Supplying; installing; testing; circular; cast-in-place concrete; manhole; internal dims. D=2m; installed under ground; depth range D>3m; for storm network. | ECH | 10 | 5347.5 | 53475 | SAR | SC_Apply
Rabigh CCPP-Civil _K0006 |  | RFQ-00018 | Ahmed Saleh | MEP (Electro Mechanical) | 2024-07-02 | MEP Installation Work | Approved | 11.18 - Baseline BOQ- Power Block+Balance of Plant-A3.7 Network -10 | Irrigation system Controller including all its accessories and requirements to complete the work as per specifications and drawings | MTR | 1 | 1 | 10429.57 | 10429.57 | SC_Apply | شركة اضواء الخليل للمقاولات | 11.18 - Baseline BOQ- Power Block+Balance of Plant-A3.7 Network -10 | Irrigation system Controller including all its accessories and requirements to complete the work as per specifications and drawings | MTR | 1 | 28443.3 | 28443.3 | SAR | SC_Apply
Rabigh CCPP-Civil _K0006 |  | RFQ-00018 | Ahmed Saleh | MEP (Electro Mechanical) | 2024-07-02 | MEP Installation Work | Approved | 11.18 - Baseline BOQ- Power Block+Balance of Plant-A3.7 Network -7 | Supply and install Sprayers with circular nozzels Including connection & fittings to laterals by polyethenile pipes and all necessary accessories and requirements to complete the work as per specifications and drawings. | MTR | 510 | 510 | 35 | 17850 | SC_Apply | شركة اضواء الخليل للمقاولات | 11.18 - Baseline BOQ- Power Block+Balance of Plant-A3.7 Network -7 | Supply and install Sprayers with circular nozzels Including connection & fittings to laterals by polyethenile pipes and all necessary accessories and requirements to complete the work as per specifications and drawings. | MTR | 510 | 124.2 | 63342 | SAR | SC_Apply
Rabigh CCPP-Civil _K0006 |  | RFQ-00018 | Ahmed Saleh | MEP (Electro Mechanical) | 2024-07-02 | MEP Installation Work | Approved | 11.18 - Baseline BOQ- Power Block+Balance of Plant-A3.7 Network -8 | Supply and install Droppers Including connection & fittings to laterals by polyethenile pipes and all necessary accessories and requirements to complete the work as per specifications and drawings. | MTR | 102 | 102 | 3 | 306 | SC_Apply | شركة اضواء الخليل للمقاولات | 11.18 - Baseline BOQ- Power Block+Balance of Plant-A3.7 Network -8 | Supply and install Droppers Including connection & fittings to laterals by polyethenile pipes and all necessary accessories and requirements to complete the work as per specifications and drawings. | MTR | 102 | 202.5 | 20655 | SAR | SC_Apply
Rabigh CCPP-Civil _K0006 |  | RFQ-00018 | Ahmed Saleh | MEP (Electro Mechanical) | 2024-07-02 | MEP Installation Work | Approved | 11.18 - Baseline BOQ- Power Block+Balance of Plant-22 13 16 FWDN-0005 | Sypplying;Installing;testing;thermoplastic (UPVC);pipeas per BS3505;to drainage network;inner Dia. 6";installed above ground; | MTR | 50 | 50 | 123 | 6150 | SC_Apply | شركة اضواء الخليل للمقاولات | 11.18 - Baseline BOQ- Power Block+Balance of Plant-22 13 16 FWDN-0005 | Sypplying;Installing;testing;thermoplastic (UPVC);pipeas per BS3505;to drainage network;inner Dia. 6";installed above ground; | MTR | 50 | 188.33 | 9416.5 | SAR | SC_Apply
Rabigh CCPP-Civil _K0006 |  | RFQ-00018 | Ahmed Saleh | MEP (Electro Mechanical) | 2024-07-02 | MEP Installation Work | Approved | 11.18 - Baseline BOQ- Power Block+Balance of Plant-22 13 19 FD-0001 | Sypplying;Installing;testing;thermoplastic (UPVC); floor drain;for drain fixtures75mmin buildings; | ECH | 42 | 42 | 151 | 6342 | SC_Apply | شركة اضواء الخليل للمقاولات | 11.18 - Baseline BOQ- Power Block+Balance of Plant-22 13 19 FD-0001 | Sypplying;Installing;testing;thermoplastic (UPVC); floor drain;for drain fixtures75mmin buildings; | ECH | 42 | 65.1 | 2734.2 | SAR | SC_Apply
Rabigh CCPP-Civil _K0006 |  | RFQ-00018 | Ahmed Saleh | MEP (Electro Mechanical) | 2024-07-02 | MEP Installation Work | Approved | 11.18 - Baseline BOQ- Power Block+Balance of Plant-22 13 19 FD-0002 | Sypplying;Installing;testing;thermoplastic (UPVC); floor drain;for drain fixtures100mm; in buildings; | ECH | 14 | 14 | 151 | 2114 | SC_Apply | شركة اضواء الخليل للمقاولات | 11.18 - Baseline BOQ- Power Block+Balance of Plant-22 13 19 FD-0002 | Sypplying;Installing;testing;thermoplastic (UPVC); floor drain;for drain fixtures100mm; in buildings; | ECH | 14 | 145.08 | 2031.12 | SAR | SC_Apply
Rabigh CCPP-Civil _K0006 |  | RFQ-00018 | Ahmed Saleh | MEP (Electro Mechanical) | 2024-07-02 | MEP Installation Work | Approved | 11.18 - Baseline BOQ- Power Block+Balance of Plant-22 13 26 GTR-0001 | Sypplying;Installing;testing;thermoplastic (UPVC); gully trap; for drain fixtures0.4mx0.4m | ECH | 10 | 10 | 202 | 2020 | SC_Apply | شركة اضواء الخليل للمقاولات | 11.18 - Baseline BOQ- Power Block+Balance of Plant-22 13 26 GTR-0001 | Sypplying;Installing;testing;thermoplastic (UPVC); gully trap; for drain fixtures0.4mx0.4m | ECH | 10 | 401.76 | 4017.6 | SAR | SC_Apply
Rabigh CCPP-Civil _K0006 |  | RFQ-00018 | Ahmed Saleh | MEP (Electro Mechanical) | 2024-07-02 | MEP Installation Work | Approved | 11.18 - Baseline BOQ- Power Block+Balance of Plant-22 13 26GTR-0001.1 | Sypplying;Installing;testing;thermoplastic (UPVC); gully trap; for drain fixtures0.4mx0.4m | ECH | 2 | 2 | 202 | 404 | SC_Apply | شركة اضواء الخليل للمقاولات | 11.18 - Baseline BOQ- Power Block+Balance of Plant-22 13 26GTR-0001.1 | Sypplying;Installing;testing;thermoplastic (UPVC); gully trap; for drain fixtures0.4mx0.4m | ECH | 2 | 401.76 | 803.52 | SAR | SC_Apply
Rabigh CCPP-Civil _K0006 |  | RFQ-00018 | Ahmed Saleh | MEP (Electro Mechanical) | 2024-07-02 | MEP Installation Work | Approved | 11.18 - Baseline BOQ- Power Block+Balance of Plant-33 14 19 WNT-0017 | Supplying; installing; testing; motorized; isolation; gate valve; PN10 bar; Dia. 75mm; installed under ground; depth range D≤1m; installed in valve chamber; for irrigation network. | ECH | 1 | 1 | 294 | 294 | SC_Apply | شركة اضواء الخليل للمقاولات | 11.18 - Baseline BOQ- Power Block+Balance of Plant-33 14 19 WNT-0017 | Supplying; installing; testing; motorized; isolation; gate valve; PN10 bar; Dia. 75mm; installed under ground; depth range D≤1m; installed in valve chamber; for irrigation network. | ECH | 1 | 482.67 | 482.67 | SAR | SC_Apply
Rabigh CCPP-Civil _K0006 |  | RFQ-00018 | Ahmed Saleh | MEP (Electro Mechanical) | 2024-07-02 | MEP Installation Work | Approved | 11.18 - Baseline BOQ- Power Block+Balance of Plant-22 11 33 FWSN-0008 | Sypplying;Installing;testing;Polypropylene (PPP);pipeSDR7.4; to water supply network;inner Dia. 1.5";in buildings; | MTR | 102 | 102 | 39 | 3978 | SC_Apply | شركة اضواء الخليل للمقاولات | 11.18 - Baseline BOQ- Power Block+Balance of Plant-22 11 33 FWSN-0008 | Sypplying;Installing;testing;Polypropylene (PPP);pipeSDR7.4; to water supply network;inner Dia. 1.5";in buildings; | MTR | 102 | 65.1 | 6640.2 | SAR | SC_Apply
Rabigh CCPP-Civil _K0006 |  | RFQ-00018 | Ahmed Saleh | MEP (Electro Mechanical) | 2024-07-02 | MEP Installation Work | Approved | 11.18 - Baseline BOQ- Power Block+Balance of Plant-22 11 33 FWSN-0005 | Sypplying;Installing;testing;Polypropylene (PPP);pipeSDR7.4; to water supply network;inner Dia. 1/2";in buildings; | MTR | 329 | 329 | 16 | 5264 | SC_Apply | شركة اضواء الخليل للمقاولات | 11.18 - Baseline BOQ- Power Block+Balance of Plant-22 11 33 FWSN-0005 | Sypplying;Installing;testing;Polypropylene (PPP);pipeSDR7.4; to water supply network;inner Dia. 1/2";in buildings; | MTR | 329 | 42.78 | 14074.62 | SAR | SC_Apply
Rabigh CCPP-Civil _K0006 |  | RFQ-00018 | Ahmed Saleh | MEP (Electro Mechanical) | 2024-07-02 | MEP Installation Work | Approved | 11.18 - Baseline BOQ- Power Block+Balance of Plant-22 11 33 FWSN-0006 | Sypplying;Installing;testing;Polypropylene (PPP);pipeSDR7.4; to water supply network;inner Dia. 3/4";in buildings; | MTR | 237 | 237 | 19 | 4503 | SC_Apply | شركة اضواء الخليل للمقاولات | 11.18 - Baseline BOQ- Power Block+Balance of Plant-22 11 33 FWSN-0006 | Sypplying;Installing;testing;Polypropylene (PPP);pipeSDR7.4; to water supply network;inner Dia. 3/4";in buildings; | MTR | 237 | 76.26 | 18073.62 | SAR | SC_Apply
Rabigh CCPP-Civil _K0006 |  | RFQ-00018 | Ahmed Saleh | MEP (Electro Mechanical) | 2024-07-02 | MEP Installation Work | Approved | 11.18 - Baseline BOQ- Power Block+Balance of Plant-22 13 16 FWDN-0004 | Sypplying;Installing;testing;High density polyethylene (HDPE);pipePE100;as per ISO 4427;to drainage network;inner Dia. 4";in buildings; | MTR | 80 | 80 | 92 | 7360 | SC_Apply | شركة اضواء الخليل للمقاولات | 11.18 - Baseline BOQ- Power Block+Balance of Plant-22 13 16 FWDN-0004 | Sypplying;Installing;testing;High density polyethylene (HDPE);pipePE100;as per ISO 4427;to drainage network;inner Dia. 4";in buildings; | MTR | 80 | 174.38 | 13950.4 | SAR | SC_Apply
Rabigh CCPP-Civil _K0006 |  | RFQ-00018 | Ahmed Saleh | MEP (Electro Mechanical) | 2024-07-02 | MEP Installation Work | Approved | 11.18 - Baseline BOQ- Power Block+Balance of Plant-22 13 16 FWDN-0006 | Sypplying;Installing;testing;High density polyethylene (HDPE);pipePE100;as per ISO 4427;to drainage network;inner Dia. 6";in buildings; | MTR | 40 | 40 | 123 | 4920 | SC_Apply | شركة اضواء الخليل للمقاولات | 11.18 - Baseline BOQ- Power Block+Balance of Plant-22 13 16 FWDN-0006 | Sypplying;Installing;testing;High density polyethylene (HDPE);pipePE100;as per ISO 4427;to drainage network;inner Dia. 6";in buildings; | MTR | 40 | 188.33 | 7533.2 | SAR | SC_Apply
Rabigh CCPP-Civil _K0006 |  | RFQ-00018 | Ahmed Saleh | MEP (Electro Mechanical) | 2024-07-02 | MEP Installation Work | Approved | 11.18 - Baseline BOQ- Power Block+Balance of Plant-22 13 16 FWDN-0007 | Sypplying;Installing;testing;thermoplastic (UPVC);pipeas per BS3505;to drainage network;inner Dia. 1";installed above ground; | HRS | 40 | 40 | 19 | 760 | SC_Apply | شركة اضواء الخليل للمقاولات | 11.18 - Baseline BOQ- Power Block+Balance of Plant-22 13 16 FWDN-0007 | Sypplying;Installing;testing;thermoplastic (UPVC);pipeas per BS3505;to drainage network;inner Dia. 1";installed above ground; | HRS | 40 | 106.95 | 4278 | SAR | SC_Apply
Rabigh CCPP-Civil _K0006 |  | RFQ-00018 | Ahmed Saleh | MEP (Electro Mechanical) | 2024-07-02 | MEP Installation Work | Approved | 11.18 - Baseline BOQ- Power Block+Balance of Plant-33 14 19 WNT-0018 | Supplying; installing; testing; motorized; isolation; gate valve; PN10 bar; Dia. 90mm; installed under ground; depth range D≤1m; installed in valve chamber; for irrigation network. | ECH | 1 | 1 | 335 | 335 | SC_Apply | شركة اضواء الخليل للمقاولات | 11.18 - Baseline BOQ- Power Block+Balance of Plant-33 14 19 WNT-0018 | Supplying; installing; testing; motorized; isolation; gate valve; PN10 bar; Dia. 90mm; installed under ground; depth range D≤1m; installed in valve chamber; for irrigation network. | ECH | 1 | 641.7 | 641.7 | SAR | SC_Apply
Rabigh CCPP-Civil _K0006 |  | RFQ-00018 | Ahmed Saleh | MEP (Electro Mechanical) | 2024-07-02 | MEP Installation Work | Approved | 11.18 - Baseline BOQ- Power Block+Balance of Plant-33 14 19 WNT-0019 | Supplying; installing; testing; motorized; non-return; check valve; PN16 bar; Dia. 90mm; installed under ground; depth range D≤1m; installed in valve chamber; for irrigation network. | ECH | 1 | 1 | 350 | 350 | SC_Apply | شركة اضواء الخليل للمقاولات | 11.18 - Baseline BOQ- Power Block+Balance of Plant-33 14 19 WNT-0019 | Supplying; installing; testing; motorized; non-return; check valve; PN16 bar; Dia. 90mm; installed under ground; depth range D≤1m; installed in valve chamber; for irrigation network. | ECH | 1 | 643.56 | 643.56 | SAR | SC_Apply
Rabigh CCPP-Civil _K0006 |  | RFQ-00018 | Ahmed Saleh | MEP (Electro Mechanical) | 2024-07-02 | MEP Installation Work | Approved | 11.18 - Baseline BOQ- Power Block+Balance of Plant-33 14 19 WNT-0020 | Supplying; installing; testing; manual; non-return; quick coupler valve; PN16 bar; Dia. 75mm; installed under ground; depth range 1m<D≤2m; installed in valve chamber; for irrigation network. | ECH | 3 | 3 | 287 | 861 | SC_Apply | شركة اضواء الخليل للمقاولات | 11.18 - Baseline BOQ- Power Block+Balance of Plant-33 14 19 WNT-0020 | Supplying; installing; testing; manual; non-return; quick coupler valve; PN16 bar; Dia. 75mm; installed under ground; depth range 1m<D≤2m; installed in valve chamber; for irrigation network. | ECH | 3 | 535.68 | 1607.04 | SAR | SC_Apply
Rabigh CCPP-Civil _K0006 |  | RFQ-00018 | Ahmed Saleh | MEP (Electro Mechanical) | 2024-07-02 | MEP Installation Work | Approved | 11.19 - Baseline BOQ- Power Block+Balance of Plant-26 05 33.13 CND-0007 | Supplying; installing; connecting; testing; embedded; nonmetallic conduits; PVC; 32mm; with coupling; to receptacles. | ECH | 1750 | 1750 | 14 | 24500 | SC_Apply | شركة اضواء الخليل للمقاولات | 11.19 - Baseline BOQ- Power Block+Balance of Plant-26 05 33.13 CND-0007 | Supplying; installing; connecting; testing; embedded; nonmetallic conduits; PVC; 32mm; with coupling; to receptacles. | ECH | 1750 | 17 | 29750 | SAR | SC_Apply
BIOLOGICALS AND BIOSIMILARS MANUFACTURING FACILITY EIPICO 3 _0187 |  | RFQ-00167 | Ahmed Saleh | MEP (Electro Mechanical) | 2024-07-01 | B02 Fire & HVAC Apply Works | Approved | 10.8 - B02 (Warehouse, Packaging and QC Building)-210523-2.1 | Diameter 25 mm | ECH | 2 | 2 | 314 | 628 | SC_Supply/Apply | اكواتك للتوريدات | 10.8 - B02 (Warehouse, Packaging and QC Building)-210523-2.1 | Diameter 25 mm | ECH | 2 | 750 | 1500 | EGP | SC_Supply/Apply
BIOLOGICALS AND BIOSIMILARS MANUFACTURING FACILITY EIPICO 3 _0187 |  | RFQ-00167 | Ahmed Saleh | MEP (Electro Mechanical) | 2024-07-01 | B02 Fire & HVAC Apply Works | Approved | 10.8 - B02 (Warehouse, Packaging and QC Building)-210523-1.1 | Diameter 25 mm | ECH | 5 | 5 | 162 | 810 | SC_Supply/Apply | اكواتك للتوريدات | 10.8 - B02 (Warehouse, Packaging and QC Building)-210523-1.1 | Diameter 25 mm | ECH | 5 | 750 | 3750 | EGP | SC_Supply/Apply
BIOLOGICALS AND BIOSIMILARS MANUFACTURING FACILITY EIPICO 3 _0187 |  | RFQ-00167 | Ahmed Saleh | MEP (Electro Mechanical) | 2024-07-01 | B02 Fire & HVAC Apply Works | Approved | 10.8 - B02 (Warehouse, Packaging and QC Building)-210523-3.1 | Diameter 65 mm | ECH | 1 | 1 | 1205 | 1205 | SC_Supply/Apply | اكواتك للتوريدات | 10.8 - B02 (Warehouse, Packaging and QC Building)-210523-3.1 | Diameter 65 mm | ECH | 1 | 3500 | 3500 | EGP | SC_Supply/Apply
BIOLOGICALS AND BIOSIMILARS MANUFACTURING FACILITY EIPICO 3 _0187 |  | RFQ-00167 | Ahmed Saleh | MEP (Electro Mechanical) | 2024-07-01 | B02 Fire & HVAC Apply Works | Approved | 10.8 - B02 (Warehouse, Packaging and QC Building)-210523-4.1 | Diameter 100 mm | ECH | 6 | 6 | 1561 | 9366 | SC_Supply/Apply | اكواتك للتوريدات | 10.8 - B02 (Warehouse, Packaging and QC Building)-210523-4.1 | Diameter 100 mm | ECH | 6 | 5000 | 30000 | EGP | SC_Supply/Apply
BIOLOGICALS AND BIOSIMILARS MANUFACTURING FACILITY EIPICO 3 _0187 |  | RFQ-00167 | Ahmed Saleh | MEP (Electro Mechanical) | 2024-07-01 | B02 Fire & HVAC Apply Works | Approved | 10.8 - B02 (Warehouse, Packaging and QC Building)-210523-5.1 | Diameter 150 mm | ECH | 2 | 2 | 2325 | 4650 | SC_Supply/Apply | اكواتك للتوريدات | 10.8 - B02 (Warehouse, Packaging and QC Building)-210523-5.1 | Diameter 150 mm | ECH | 2 | 6500 | 13000 | EGP | SC_Supply/Apply
BIOLOGICALS AND BIOSIMILARS MANUFACTURING FACILITY EIPICO 3 _0187 |  | RFQ-00167 | Ahmed Saleh | MEP (Electro Mechanical) | 2024-07-01 | B02 Fire & HVAC Apply Works | Approved | 10.8 - B02 (Warehouse, Packaging and QC Building)-211313-12.1 | Upright and pendent Sprinklers | ECH | 200 | 200 | 60 | 12000 | SC_Supply/Apply | اكواتك للتوريدات | 10.8 - B02 (Warehouse, Packaging and QC Building)-211313-12.1 | Upright and pendent Sprinklers | ECH | 200 | 250 | 50000 | EGP | SC_Supply/Apply
BIOLOGICALS AND BIOSIMILARS MANUFACTURING FACILITY EIPICO 3 _0187 |  | RFQ-00167 | Ahmed Saleh | MEP (Electro Mechanical) | 2024-07-01 | B02 Fire & HVAC Apply Works | Approved | 10.5 - B02 (Warehouse, Packaging and QC Building)-232113-1.1 | Diameter 20mm | MTR | 60 | 60 | 41 | 2460 | SC_Supply/Apply | اكواتك للتوريدات | 10.5 - B02 (Warehouse, Packaging and QC Building)-232113-1.1 | Diameter 20mm | MTR | 60 | 85 | 5100 | EGP | SC_Supply/Apply
BIOLOGICALS AND BIOSIMILARS MANUFACTURING FACILITY EIPICO 3 _0187 |  | RFQ-00167 | Ahmed Saleh | MEP (Electro Mechanical) | 2024-07-01 | B02 Fire & HVAC Apply Works | Approved | 10.8 - B02 (Warehouse, Packaging and QC Building)-211313-1.1 | 25 mm size | MTR | 200 | 200 | 55 | 11000 | SC_Supply/Apply | اكواتك للتوريدات | 10.8 - B02 (Warehouse, Packaging and QC Building)-211313-1.1 | 25 mm size | MTR | 200 | 95 | 19000 | EGP | SC_Supply/Apply
BIOLOGICALS AND BIOSIMILARS MANUFACTURING FACILITY EIPICO 3 _0187 |  | RFQ-00167 | Ahmed Saleh | MEP (Electro Mechanical) | 2024-07-01 | B02 Fire & HVAC Apply Works | Approved | 10.8 - B02 (Warehouse, Packaging and QC Building)-211313-2 | 32 mm size | MTR | 70 | 70 | 55 | 3850 | SC_Supply/Apply | اكواتك للتوريدات | 10.8 - B02 (Warehouse, Packaging and QC Building)-211313-2 | 32 mm size | MTR | 70 | 120 | 8400 | EGP | SC_Supply/Apply
BIOLOGICALS AND BIOSIMILARS MANUFACTURING FACILITY EIPICO 3 _0187 |  | RFQ-00167 | Ahmed Saleh | MEP (Electro Mechanical) | 2024-07-01 | B02 Fire & HVAC Apply Works | Approved | 10.8 - B02 (Warehouse, Packaging and QC Building)-211313-3 | 40 mm size | MTR | 60 | 60 | 83 | 4980 | SC_Supply/Apply | اكواتك للتوريدات | 10.8 - B02 (Warehouse, Packaging and QC Building)-211313-3 | 40 mm size | MTR | 60 | 140 | 8400 | EGP | SC_Supply/Apply
BIOLOGICALS AND BIOSIMILARS MANUFACTURING FACILITY EIPICO 3 _0187 |  | RFQ-00167 | Ahmed Saleh | MEP (Electro Mechanical) | 2024-07-01 | B02 Fire & HVAC Apply Works | Approved | 10.8 - B02 (Warehouse, Packaging and QC Building)-211313-4 | 50 mm size | MTR | 110 | 110 | 110 | 12100 | SC_Supply/Apply | اكواتك للتوريدات | 10.8 - B02 (Warehouse, Packaging and QC Building)-211313-4 | 50 mm size | MTR | 110 | 190 | 20900 | EGP | SC_Supply/Apply
BIOLOGICALS AND BIOSIMILARS MANUFACTURING FACILITY EIPICO 3 _0187 |  | RFQ-00167 | Ahmed Saleh | MEP (Electro Mechanical) | 2024-07-01 | B02 Fire & HVAC Apply Works | Approved | 10.8 - B02 (Warehouse, Packaging and QC Building)-211313-5.1 | 65 mm size | MTR | 190 | 190 | 138 | 26220 | SC_Supply/Apply | اكواتك للتوريدات | 10.8 - B02 (Warehouse, Packaging and QC Building)-211313-5.1 | 65 mm size | MTR | 190 | 240 | 45600 | EGP | SC_Supply/Apply
BIOLOGICALS AND BIOSIMILARS MANUFACTURING FACILITY EIPICO 3 _0187 |  | RFQ-00167 | Ahmed Saleh | MEP (Electro Mechanical) | 2024-07-01 | B02 Fire & HVAC Apply Works | Approved | 10.8 - B02 (Warehouse, Packaging and QC Building)-211313-6 | 80 mm size | MTR | 12 | 12 | 165 | 1980 | SC_Supply/Apply | اكواتك للتوريدات | 10.8 - B02 (Warehouse, Packaging and QC Building)-211313-6 | 80 mm size | MTR | 12 | 285 | 3420 | EGP | SC_Supply/Apply
BIOLOGICALS AND BIOSIMILARS MANUFACTURING FACILITY EIPICO 3 _0187 |  | RFQ-00167 | Ahmed Saleh | MEP (Electro Mechanical) | 2024-07-01 | B02 Fire & HVAC Apply Works | Approved | 10.8 - B02 (Warehouse, Packaging and QC Building)-211313-7 | 100 mm size | MTR | 72 | 72 | 220 | 15840 | SC_Supply/Apply | اكواتك للتوريدات | 10.8 - B02 (Warehouse, Packaging and QC Building)-211313-7 | 100 mm size | MTR | 72 | 380 | 27360 | EGP | SC_Supply/Apply
BIOLOGICALS AND BIOSIMILARS MANUFACTURING FACILITY EIPICO 3 _0187 |  | RFQ-00167 | Ahmed Saleh | MEP (Electro Mechanical) | 2024-07-01 | B02 Fire & HVAC Apply Works | Approved | 10.8 - B02 (Warehouse, Packaging and QC Building)-211313-8 | 150 mm size | MTR | 60 | 60 | 330 | 19800 | SC_Supply/Apply | اكواتك للتوريدات | 10.8 - B02 (Warehouse, Packaging and QC Building)-211313-8 | 150 mm size | MTR | 60 | 570 | 34200 | EGP | SC_Supply/Apply
BIOLOGICALS AND BIOSIMILARS MANUFACTURING FACILITY EIPICO 3 _0187 |  | RFQ-00167 | Ahmed Saleh | MEP (Electro Mechanical) | 2024-07-01 | B02 Fire & HVAC Apply Works | Approved | 10.5 - B02 (Warehouse, Packaging and QC Building)-237313-2.1 | Size 1.25" | ECH | 2 | 2 | 2000 | 4000 | SC_Supply/Apply | اكواتك للتوريدات | 10.5 - B02 (Warehouse, Packaging and QC Building)-237313-2.1 | Size 1.25" | ECH | 2 | 4500 | 9000 | EGP | SC_Supply/Apply
BIOLOGICALS AND BIOSIMILARS MANUFACTURING FACILITY EIPICO 3 _0187 |  | RFQ-00167 | Ahmed Saleh | MEP (Electro Mechanical) | 2024-07-01 | B02 Fire & HVAC Apply Works | Approved | 10.5 - B02 (Warehouse, Packaging and QC Building)-237313-2.1 | Size 1.5" | ECH | 4 | 4 | 2000 | 8000 | SC_Supply/Apply | اكواتك للتوريدات | 10.5 - B02 (Warehouse, Packaging and QC Building)-237313-2.1 | Size 1.5" | ECH | 4 | 5000 | 20000 | EGP | SC_Supply/Apply
BIOLOGICALS AND BIOSIMILARS MANUFACTURING FACILITY EIPICO 3 _0187 |  | RFQ-00167 | Ahmed Saleh | MEP (Electro Mechanical) | 2024-07-01 | B02 Fire & HVAC Apply Works | Approved | 10.5 - B02 (Warehouse, Packaging and QC Building)-237313-2.1 | Size 2" | ECH | 5 | 5 | 2000 | 10000 | SC_Supply/Apply | اكواتك للتوريدات | 10.5 - B02 (Warehouse, Packaging and QC Building)-237313-2.1 | Size 2" | ECH | 5 | 5500 | 27500 | EGP | SC_Supply/Apply
BIOLOGICALS AND BIOSIMILARS MANUFACTURING FACILITY EIPICO 3 _0187 |  | RFQ-00167 | Ahmed Saleh | MEP (Electro Mechanical) | 2024-07-01 | B02 Fire & HVAC Apply Works | Approved | 10.5 - B02 (Warehouse, Packaging and QC Building)-237313-2.1 | Size 2.5" | ECH | 5 | 5 | 2000 | 10000 | SC_Supply/Apply | اكواتك للتوريدات | 10.5 - B02 (Warehouse, Packaging and QC Building)-237313-2.1 | Size 2.5" | ECH | 5 | 7500 | 37500 | EGP | SC_Supply/Apply
BIOLOGICALS AND BIOSIMILARS MANUFACTURING FACILITY EIPICO 3 _0187 |  | RFQ-00167 | Ahmed Saleh | MEP (Electro Mechanical) | 2024-07-01 | B02 Fire & HVAC Apply Works | Approved | 10.5 - B02 (Warehouse, Packaging and QC Building)-237313-2.1 | Size 3" | ECH | 1 | 1 | 2000 | 2000 | SC_Supply/Apply | اكواتك للتوريدات | 10.5 - B02 (Warehouse, Packaging and QC Building)-237313-2.1 | Size 3" | ECH | 1 | 8000 | 8000 | EGP | SC_Supply/Apply
BIOLOGICALS AND BIOSIMILARS MANUFACTURING FACILITY EIPICO 3 _0187 |  | RFQ-00167 | Ahmed Saleh | MEP (Electro Mechanical) | 2024-07-01 | B02 Fire & HVAC Apply Works | Approved | 10.5 - B02 (Warehouse, Packaging and QC Building)-237313-2.1 | Size 1" | ECH | 10 | 10 | 1500 | 15000 | SC_Supply/Apply | اكواتك للتوريدات | 10.5 - B02 (Warehouse, Packaging and QC Building)-237313-2.1 | Size 1" | ECH | 10 | 2750 | 27500 | EGP | SC_Supply/Apply
BIOLOGICALS AND BIOSIMILARS MANUFACTURING FACILITY EIPICO 3 _0187 |  | RFQ-00167 | Ahmed Saleh | MEP (Electro Mechanical) | 2024-07-01 | B02 Fire & HVAC Apply Works | Approved | 10.5 - B02 (Warehouse, Packaging and QC Building)-237313-2.1 | Size 1.25" | ECH | 4 | 4 | 1500 | 6000 | SC_Supply/Apply | اكواتك للتوريدات | 10.5 - B02 (Warehouse, Packaging and QC Building)-237313-2.1 | Size 1.25" | ECH | 4 | 2750 | 11000 | EGP | SC_Supply/Apply
Rabigh CCPP-Civil _K0006 |  | RFQ-00018 | Ahmed Saleh | MEP (Electro Mechanical) | 2024-07-02 | MEP Installation Work | Approved | 11.19 - Baseline BOQ- Power Block+Balance of Plant-26 05 33.13 CND-0010 | Supplying; installing; connecting; testing; embedded; metallic conduits; rigid mild steel (RGS); 3"; with coupling; to equipment's. | ECH | 1500 | 1500 | 70 | 105000 | SC_Apply | شركة اضواء الخليل للمقاولات | 11.19 - Baseline BOQ- Power Block+Balance of Plant-26 05 33.13 CND-0010 | Supplying; installing; connecting; testing; embedded; metallic conduits; rigid mild steel (RGS); 3"; with coupling; to equipment's. | ECH | 1500 | 100 | 150000 | SAR | SC_Apply
Rabigh CCPP-Civil _K0006 |  | RFQ-00018 | Ahmed Saleh | MEP (Electro Mechanical) | 2024-07-02 | MEP Installation Work | Approved | 11.19 - Baseline BOQ- Power Block+Balance of Plant-26 05 33.13 CND-0004 | Supplying; installing; connecting; testing; embedded; nonmetallic conduits; PVC; 20mm; with coupling; to lighting systems | ECH | 1850 | 1850 | 12 | 22200 | SC_Apply | شركة اضواء الخليل للمقاولات | 11.19 - Baseline BOQ- Power Block+Balance of Plant-26 05 33.13 CND-0004 | Supplying; installing; connecting; testing; embedded; nonmetallic conduits; PVC; 20mm; with coupling; to lighting systems | ECH | 1850 | 14 | 25900 | SAR | SC_Apply
Rabigh CCPP-Civil _K0006 |  | RFQ-00018 | Ahmed Saleh | MEP (Electro Mechanical) | 2024-07-02 | MEP Installation Work | Approved | 11.19 - Baseline BOQ- Power Block+Balance of Plant-26 05 33.13 CND-0005 | Supplying; installing; connecting; testing; embedded; nonmetallic conduits; PVC; 50mm; with coupling; to lighting systems. | ECH | 6500 | 6500 | 15 | 97500 | SC_Apply | شركة اضواء الخليل للمقاولات | 11.19 - Baseline BOQ- Power Block+Balance of Plant-26 05 33.13 CND-0005 | Supplying; installing; connecting; testing; embedded; nonmetallic conduits; PVC; 50mm; with coupling; to lighting systems. | ECH | 6500 | 17 | 110500 | SAR | SC_Apply
Rabigh CCPP-Civil _K0006 |  | RFQ-00018 | Ahmed Saleh | MEP (Electro Mechanical) | 2024-07-02 | MEP Installation Work | Approved | 11.19 - Baseline BOQ- Power Block+Balance of Plant-26 05 33.13 CND-0006 | Supplying; installing; connecting; testing; embedded; nonmetallic conduits; PVC; 20mm; with coupling; to receptacles. | ECH | 3250 | 3250 | 12 | 39000 | SC_Apply | شركة اضواء الخليل للمقاولات | 11.19 - Baseline BOQ- Power Block+Balance of Plant-26 05 33.13 CND-0006 | Supplying; installing; connecting; testing; embedded; nonmetallic conduits; PVC; 20mm; with coupling; to receptacles. | ECH | 3250 | 14 | 45500 | SAR | SC_Apply
Rabigh CCPP-Civil _K0006 |  | RFQ-00018 | Ahmed Saleh | MEP (Electro Mechanical) | 2024-07-02 | MEP Installation Work | Approved | 11.19 - Baseline BOQ- Power Block+Balance of Plant-26 05 33.13 CND-0011 | Supplying; installing; connecting; testing; embedded; nonmetallic conduits; PVC; 3"; with coupling; to equipment's. | ECH | 825 | 825 | 12 | 9900 | SC_Apply | شركة اضواء الخليل للمقاولات | 11.19 - Baseline BOQ- Power Block+Balance of Plant-26 05 33.13 CND-0011 | Supplying; installing; connecting; testing; embedded; nonmetallic conduits; PVC; 3"; with coupling; to equipment's. | ECH | 825 | 65 | 53625 | SAR | SC_Apply
Rabigh CCPP-Civil _K0006 |  | RFQ-00018 | Ahmed Saleh | MEP (Electro Mechanical) | 2024-07-02 | MEP Installation Work | Approved | 11.19 - Baseline BOQ- Power Block+Balance of Plant-26 05 33.13 CND-0012 | Supplying; installing; connecting; testing; embedded; nonmetallic conduits; PVC; 4"; with coupling; to equipment's. | ECH | 1725 | 1725 | 14 | 24150 | SC_Apply | شركة اضواء الخليل للمقاولات | 11.19 - Baseline BOQ- Power Block+Balance of Plant-26 05 33.13 CND-0012 | Supplying; installing; connecting; testing; embedded; nonmetallic conduits; PVC; 4"; with coupling; to equipment's. | ECH | 1725 | 70 | 120750 | SAR | SC_Apply
Rabigh CCPP-Civil _K0006 |  | RFQ-00018 | Ahmed Saleh | MEP (Electro Mechanical) | 2024-07-02 | MEP Installation Work | Approved | 11.19 - Baseline BOQ- Power Block+Balance of Plant-26 05 33.13 CND-0013 | Supplying; installing; connecting; testing; embedded; nonmetallic conduits; PVC; 5"; with coupling; to equipment's. | ECH | 264 | 264 | 15 | 3960 | SC_Apply | شركة اضواء الخليل للمقاولات | 11.19 - Baseline BOQ- Power Block+Balance of Plant-26 05 33.13 CND-0013 | Supplying; installing; connecting; testing; embedded; nonmetallic conduits; PVC; 5"; with coupling; to equipment's. | ECH | 264 | 85 | 22440 | SAR | SC_Apply
Rabigh CCPP-Civil _K0006 |  | RFQ-00018 | Ahmed Saleh | MEP (Electro Mechanical) | 2024-07-02 | MEP Installation Work | Approved | 11.19 - Baseline BOQ- Power Block+Balance of Plant-26 05 33.13 CND-0014 | Supplying; installing; connecting; testing; embedded; metallic conduits; rigid mild steel (RGS); 4"; with coupling; to equipment's. | ECH | 1500 | 1500 | 100 | 150000 | SC_Apply | شركة اضواء الخليل للمقاولات | 11.19 - Baseline BOQ- Power Block+Balance of Plant-26 05 33.13 CND-0014 | Supplying; installing; connecting; testing; embedded; metallic conduits; rigid mild steel (RGS); 4"; with coupling; to equipment's. | ECH | 1500 | 120 | 180000 | SAR | SC_Apply
Rabigh CCPP-Civil _K0006 |  | RFQ-00018 | Ahmed Saleh | MEP (Electro Mechanical) | 2024-07-02 | MEP Installation Work | Approved | 11.22 - Baseline BOQ- Power Block+Balance of Plant-33 79 83 GRN-0012 | Installting; testing; soft drawn; tinned; copper bare conductor; 1x240mm2; site grounding network main grid. | ECH | 20250 | 20250 | 38 | 769500 | SC_Apply | شركة اضواء الخليل للمقاولات | 11.22 - Baseline BOQ- Power Block+Balance of Plant-33 79 83 GRN-0012 | Installting; testing; soft drawn; tinned; copper bare conductor; 1x240mm2; site grounding network main grid. | ECH | 20250 | 50 | 1012500 | SAR | SC_Apply
Rabigh CCPP-Civil _K0006 |  | RFQ-00018 | Ahmed Saleh | MEP (Electro Mechanical) | 2024-07-02 | MEP Installation Work | Approved | 11.22 - Baseline BOQ- Power Block+Balance of Plant-33 79 83 GRN-0013 | Installting; testing; soft drawn; tinned; copper bare conductor; 1x240mm2; site grounding network foundation grounding. | ECH | 5967 | 5967 | 38 | 226746 | SC_Apply | شركة اضواء الخليل للمقاولات | 11.22 - Baseline BOQ- Power Block+Balance of Plant-33 79 83 GRN-0013 | Installting; testing; soft drawn; tinned; copper bare conductor; 1x240mm2; site grounding network foundation grounding. | ECH | 5967 | 50 | 298350 | SAR | SC_Apply
Rabigh CCPP-Civil _K0006 |  | RFQ-00018 | Ahmed Saleh | MEP (Electro Mechanical) | 2024-07-02 | MEP Installation Work | Approved | 11.22 - Baseline BOQ- Power Block+Balance of Plant-33 79 83 GRN-0011 | Installting; testing; mild steel tape; 40x4 mm; site grounding network; site grounding network foundation grounding. | ECH | 9542.5 | 9542.5 | 13 | 124052.5 | SC_Apply | شركة اضواء الخليل للمقاولات | 11.22 - Baseline BOQ- Power Block+Balance of Plant-33 79 83 GRN-0011 | Installting; testing; mild steel tape; 40x4 mm; site grounding network; site grounding network foundation grounding. | ECH | 9542.5 | 28 | 267190 | SAR | SC_Apply
Rabigh CCPP-Civil _K0006 |  | RFQ-00018 | Ahmed Saleh | MEP (Electro Mechanical) | 2024-07-02 | MEP Installation Work | Approved | 11.22 - Baseline BOQ- Power Block+Balance of Plant-33 79 83 GRN-0015 | Installting; testing; soft drawn; tinned; copper bare conductor; 1x150mm2; site grounding network main grid. | ECH | 4500 | 4500 | 25 | 112500 | SC_Apply | شركة اضواء الخليل للمقاولات | 11.22 - Baseline BOQ- Power Block+Balance of Plant-33 79 83 GRN-0015 | Installting; testing; soft drawn; tinned; copper bare conductor; 1x150mm2; site grounding network main grid. | ECH | 4500 | 50 | 225000 | SAR | SC_Apply
Rabigh CCPP-Civil _K0006 |  | RFQ-00018 | Ahmed Saleh | MEP (Electro Mechanical) | 2024-07-02 | MEP Installation Work | Approved | 11.19 - Baseline BOQ- Power Block+Balance of Plant-33 05 97 PHV-0005 | Supplying; installing; warning tape; 90cm width; buried; protection to high voltage cables. | ECH | 11980 | 11980 | 1.5 | 17970 | MAT_Raw | شركة اضواء الخليل للمقاولات | 11.19 - Baseline BOQ- Power Block+Balance of Plant-33 05 97 PHV-0005 | Supplying; installing; warning tape; 90cm width; buried; protection to high voltage cables. | ECH | 11980 | 4 | 47920 | SAR | MAT_Raw
Rabigh CCPP-Civil _K0006 |  | RFQ-00018 | Ahmed Saleh | MEP (Electro Mechanical) | 2024-07-02 | MEP Installation Work | Approved | 11.19 - Baseline BOQ- Power Block+Balance of Plant-33 05 97 PHV-0006 | Supplying; fabricating; delivering; unloading at site; and installing; PVC coated wire mesh ; 1.8m width; buried; protection to HV cables | ECH | 5990 | 5990 | 2 | 11980 | MAT_Raw | شركة اضواء الخليل للمقاولات | 11.19 - Baseline BOQ- Power Block+Balance of Plant-33 05 97 PHV-0006 | Supplying; fabricating; delivering; unloading at site; and installing; PVC coated wire mesh ; 1.8m width; buried; protection to HV cables | ECH | 5990 | 4 | 23960 | SAR | MAT_Raw
Rabigh CCPP-Civil _K0006 |  | RFQ-00018 | Ahmed Saleh | MEP (Electro Mechanical) | 2024-07-02 | MEP Installation Work | Approved | 11.22 - Baseline BOQ- Power Block+Balance of Plant-33 79 83 GRN-0014 | Installting; testing; soft drawn; tinned; copper bare conductor; 1x150mm2; site grounding network foundation grounding. | ECH | 5000 | 5000 | 25 | 125000 | SC_Apply | شركة اضواء الخليل للمقاولات | 11.22 - Baseline BOQ- Power Block+Balance of Plant-33 79 83 GRN-0014 | Installting; testing; soft drawn; tinned; copper bare conductor; 1x150mm2; site grounding network foundation grounding. | ECH | 5000 | 50 | 250000 | SAR | SC_Apply
Rabigh CCPP-Civil _K0006 |  | RFQ-00018 | Ahmed Saleh | MEP (Electro Mechanical) | 2024-07-02 | MEP Installation Work | Approved | *9 - 11.19 - Baseline BOQ- Power Block+Balance of Plant-26 05 33.13 CND-0009 | Supplying; installing; connecting; testing; embedded; nonmetallic conduits; PVC; 150mm; with coupling; to duct banks. | ECH | 11250 | 11250 | 117.22 | 1318725 | SC_Apply | شركة اضواء الخليل للمقاولات | *9 - 11.19 - Baseline BOQ- Power Block+Balance of Plant-26 05 33.13 CND-0009 | Supplying; installing; connecting; testing; embedded; nonmetallic conduits; PVC; 150mm; with coupling; to duct banks. | ECH | 11250 | 90 | 1012500 | SAR | SC_Apply
Rabigh CCPP-Civil _K0006 |  | RFQ-00018 | Ahmed Saleh | MEP (Electro Mechanical) | 2024-07-02 | MEP Installation Work | Approved | *9 - 11.19 - Baseline BOQ- Power Block+Balance of Plant-26 05 33.13 CND-0015 | Supplying; installing; connecting; testing; embedded; nonmetallic conduits; PVC; 200mm; with coupling; to duct banks. | ECH | 11250 | 11250 | 128.94 | 1450575 | SC_Apply | شركة اضواء الخليل للمقاولات | *9 - 11.19 - Baseline BOQ- Power Block+Balance of Plant-26 05 33.13 CND-0015 | Supplying; installing; connecting; testing; embedded; nonmetallic conduits; PVC; 200mm; with coupling; to duct banks. | ECH | 11250 | 100 | 1125000 | SAR | SC_Apply
Rabigh CCPP-Civil _K0006 |  | RFQ-00018 | Ahmed Saleh | MEP (Electro Mechanical) | 2024-07-02 | MEP Installation Work | Approved | 11.18 - Baseline BOQ- Power Block+Balance of Plant-33 14 16 WNT-0017 | Supplying; installing; testing; pressurized; PN10 bar; polyethylene (PE) pipes; outer Dia. 63mm; installed under ground; depth range D≤1m; buried; for irrigation network | MTR | 102 | 102 | 156 | 15912 | SC_Apply | شركة اضواء الخليل للمقاولات | 11.18 - Baseline BOQ- Power Block+Balance of Plant-33 14 16 WNT-0017 | Supplying; installing; testing; pressurized; PN10 bar; polyethylene (PE) pipes; outer Dia. 63mm; installed under ground; depth range D≤1m; buried; for irrigation network | MTR | 102 | 107.88 | 11003.76 | SAR | SC_Apply
Rabigh CCPP-Civil _K0006 |  | RFQ-00018 | Ahmed Saleh | MEP (Electro Mechanical) | 2024-07-02 | MEP Installation Work | Approved | 11.18 - Baseline BOQ- Power Block+Balance of Plant-33 14 16 WNT-0018 | Supplying; installing; testing; pressurized; PN10 bar; polyethylene (PE) pipes; outer Dia. 75mm; installed under ground; depth range D≤1m; buried; for irrigation network | MTR | 51 | 51 | 164 | 8364 | SC_Apply | شركة اضواء الخليل للمقاولات | 11.18 - Baseline BOQ- Power Block+Balance of Plant-33 14 16 WNT-0018 | Supplying; installing; testing; pressurized; PN10 bar; polyethylene (PE) pipes; outer Dia. 75mm; installed under ground; depth range D≤1m; buried; for irrigation network | MTR | 51 | 107.88 | 5501.88 | SAR | SC_Apply
Rabigh CCPP-Civil _K0006 |  | RFQ-00018 | Ahmed Saleh | MEP (Electro Mechanical) | 2024-07-02 | MEP Installation Work | Approved | 11.18 - Baseline BOQ- Power Block+Balance of Plant-33 14 16 WNT-0014 | Supplying; installing; testing; pressurized; PN10 bar; polyethylene (PE) pipes; outer Dia. 32mm; installed under ground; depth range D≤1m; buried; for irrigation network | MTR | 204 | 204 | 136 | 27744 | OTH | شركة اضواء الخليل للمقاولات | 11.18 - Baseline BOQ- Power Block+Balance of Plant-33 14 16 WNT-0014 | Supplying; installing; testing; pressurized; PN10 bar; polyethylene (PE) pipes; outer Dia. 32mm; installed under ground; depth range D≤1m; buried; for irrigation network | MTR | 204 | 76.26 | 15557.04 | SAR | OTH
Rabigh CCPP-Civil _K0006 |  | RFQ-00018 | Ahmed Saleh | MEP (Electro Mechanical) | 2024-07-02 | MEP Installation Work | Approved | 11.18 - Baseline BOQ- Power Block+Balance of Plant-33 31 00 SWNT-0032 | Supplying; installing; testing; gravity; PN6 bar; High density polyethylene (HDPE) pipes; outer Dia. 200mm; installed under ground; depth range 2m<D≤3m; buried; for oil network. | ECH | 153 | 153 | 437 | 66861 | OTH | شركة اضواء الخليل للمقاولات | 11.18 - Baseline BOQ- Power Block+Balance of Plant-33 31 00 SWNT-0032 | Supplying; installing; testing; gravity; PN6 bar; High density polyethylene (HDPE) pipes; outer Dia. 200mm; installed under ground; depth range 2m<D≤3m; buried; for oil network. | ECH | 153 | 320.85 | 49090.05 | SAR | OTH
BIOLOGICALS AND BIOSIMILARS MANUFACTURING FACILITY EIPICO 3 _0187 |  | RFQ-00168 | Ahmed Saleh | MEP (Electro Mechanical) | 2024-07-01 | Insulation Apply Works | Approved | 10.5 - B02 (Warehouse, Packaging and QC Building)-233713-2.1 | Diameter 20mm | MTR | 60 | 60 | 35 | 2100 | SC_Supply/Apply | اليسر | 10.5 - B02 (Warehouse, Packaging and QC Building)-233713-2.1 | Diameter 20mm | MTR | 60 | 50 | 3000 | EGP | SC_Supply/Apply
BIOLOGICALS AND BIOSIMILARS MANUFACTURING FACILITY EIPICO 3 _0187 |  | RFQ-00168 | Ahmed Saleh | MEP (Electro Mechanical) | 2024-07-01 | Insulation Apply Works | Approved | 10.5 - B02 (Warehouse, Packaging and QC Building)-233713-2.1 | Diameter 25mm | MTR | 200 | 200 | 40 | 8000 | SC_Supply/Apply | اليسر | 10.5 - B02 (Warehouse, Packaging and QC Building)-233713-2.1 | Diameter 25mm | MTR | 200 | 50 | 10000 | EGP | SC_Supply/Apply
BIOLOGICALS AND BIOSIMILARS MANUFACTURING FACILITY EIPICO 3 _0187 |  | RFQ-00168 | Ahmed Saleh | MEP (Electro Mechanical) | 2024-07-01 | Insulation Apply Works | Approved | 10.5 - B02 (Warehouse, Packaging and QC Building)-233713-2.1 | Diameter 32mm | MTR | 70 | 70 | 45 | 3150 | SC_Supply/Apply | اليسر | 10.5 - B02 (Warehouse, Packaging and QC Building)-233713-2.1 | Diameter 32mm | MTR | 70 | 50 | 3500 | EGP | SC_Supply/Apply
BIOLOGICALS AND BIOSIMILARS MANUFACTURING FACILITY EIPICO 3 _0187 |  | RFQ-00168 | Ahmed Saleh | MEP (Electro Mechanical) | 2024-07-01 | Insulation Apply Works | Approved | 10.5 - B02 (Warehouse, Packaging and QC Building)-233713-2.1 | Diameter 40mm | MTR | 60 | 60 | 50 | 3000 | SC_Supply/Apply | اليسر | 10.5 - B02 (Warehouse, Packaging and QC Building)-233713-2.1 | Diameter 40mm | MTR | 60 | 50 | 3000 | EGP | SC_Supply/Apply
BIOLOGICALS AND BIOSIMILARS MANUFACTURING FACILITY EIPICO 3 _0187 |  | RFQ-00168 | Ahmed Saleh | MEP (Electro Mechanical) | 2024-07-01 | Insulation Apply Works | Approved | 10.5 - B02 (Warehouse, Packaging and QC Building)-233713-2.1 | Diameter 50mm | MTR | 110 | 110 | 65 | 7150 | SC_Supply/Apply | اليسر | 10.5 - B02 (Warehouse, Packaging and QC Building)-233713-2.1 | Diameter 50mm | MTR | 110 | 50 | 5500 | EGP | SC_Supply/Apply
BIOLOGICALS AND BIOSIMILARS MANUFACTURING FACILITY EIPICO 3 _0187 |  | RFQ-00168 | Ahmed Saleh | MEP (Electro Mechanical) | 2024-07-01 | Insulation Apply Works | Approved | 10.5 - B02 (Warehouse, Packaging and QC Building)-233713-2.1 | Diameter 65mm | MTR | 190 | 190 | 65 | 12350 | SC_Supply/Apply | اليسر | 10.5 - B02 (Warehouse, Packaging and QC Building)-233713-2.1 | Diameter 65mm | MTR | 190 | 50 | 9500 | EGP | SC_Supply/Apply
BIOLOGICALS AND BIOSIMILARS MANUFACTURING FACILITY EIPICO 3 _0187 |  | RFQ-00168 | Ahmed Saleh | MEP (Electro Mechanical) | 2024-07-01 | Insulation Apply Works | Approved | 10.5 - B02 (Warehouse, Packaging and QC Building)-233713-2.1 | Diameter 80mm | MTR | 12 | 12 | 75 | 900 | SC_Supply/Apply | اليسر | 10.5 - B02 (Warehouse, Packaging and QC Building)-233713-2.1 | Diameter 80mm | MTR | 12 | 50 | 600 | EGP | SC_Supply/Apply
BIOLOGICALS AND BIOSIMILARS MANUFACTURING FACILITY EIPICO 3 _0187 |  | RFQ-00168 | Ahmed Saleh | MEP (Electro Mechanical) | 2024-07-01 | Insulation Apply Works | Approved | 10.5 - B02 (Warehouse, Packaging and QC Building)-233713-2.1 | Diameter 100mm | MTR | 72 | 72 | 85 | 6120 | SC_Supply/Apply | اليسر | 10.5 - B02 (Warehouse, Packaging and QC Building)-233713-2.1 | Diameter 100mm | MTR | 72 | 50 | 3600 | EGP | SC_Supply/Apply
BIOLOGICALS AND BIOSIMILARS MANUFACTURING FACILITY EIPICO 3 _0187 |  | RFQ-00168 | Ahmed Saleh | MEP (Electro Mechanical) | 2024-07-01 | Insulation Apply Works | Approved | 10.5 - B02 (Warehouse, Packaging and QC Building)-233713-2.1 | Diameter 150mm | MTR | 54 | 54 | 95 | 5130 | SC_Supply/Apply | اليسر | 10.5 - B02 (Warehouse, Packaging and QC Building)-233713-2.1 | Diameter 150mm | MTR | 54 | 50 | 2700 | EGP | SC_Supply/Apply
BIOLOGICALS AND BIOSIMILARS MANUFACTURING FACILITY EIPICO 3 _0187 |  | RFQ-00168 | Ahmed Saleh | MEP (Electro Mechanical) | 2024-07-01 | Insulation Apply Works | Approved | 10.5 - B02 (Warehouse, Packaging and QC Building)-230713-1.1 | Fiber Glass,Thickness 25mm for Indoor duct, and 50mm for outdoor duct, 24 Kg/m3 density according to the specification | SQM | 6000 | 6000 | 50 | 300000 | SC_Supply/Apply | اليسر | 10.5 - B02 (Warehouse, Packaging and QC Building)-230713-1.1 | Fiber Glass,Thickness 25mm for Indoor duct, and 50mm for outdoor duct, 24 Kg/m3 density according to the specification | SQM | 6000 | 90 | 540000 | EGP | SC_Supply/Apply
BIOLOGICALS AND BIOSIMILARS MANUFACTURING FACILITY EIPICO 3 _0187 |  | RFQ-00168 | Ahmed Saleh | MEP (Electro Mechanical) | 2024-07-01 | Insulation Apply Works | Approved | 10.5 - B02 (Warehouse, Packaging and QC Building)-230713-3.1 | Aluminuim cladding 0.6mm thickness for exposed ducts,mechanical rooms and on roof ,according to the specification | SQM | 2600 | 2600 | 49.26 | 128076 | SC_Supply/Apply | اليسر | 10.5 - B02 (Warehouse, Packaging and QC Building)-230713-3.1 | Aluminuim cladding 0.6mm thickness for exposed ducts,mechanical rooms and on roof ,according to the specification | SQM | 2600 | 130 | 338000 | EGP | SC_Supply/Apply
BIOLOGICALS AND BIOSIMILARS MANUFACTURING FACILITY EIPICO 3 _0187 |  | RFQ-00168 | Ahmed Saleh | MEP (Electro Mechanical) | 2024-07-01 | Insulation Apply Works | Approved | 10.5 - B02 (Warehouse, Packaging and QC Building)-230713-3.1 | Diameter 80mm | MTR | 25 | 25 | 75 | 1875 | SC_Supply/Apply | اليسر | 10.5 - B02 (Warehouse, Packaging and QC Building)-230713-3.1 | Diameter 80mm | MTR | 25 | 125 | 3125 | EGP | SC_Supply/Apply
BIOLOGICALS AND BIOSIMILARS MANUFACTURING FACILITY EIPICO 3 _0187 |  | RFQ-00168 | Ahmed Saleh | MEP (Electro Mechanical) | 2024-07-01 | Insulation Apply Works | Approved | 10.5 - B02 (Warehouse, Packaging and QC Building)-230713-3.1 | Diameter 100mm | MTR | 358 | 358 | 85 | 30430 | SC_Supply/Apply | اليسر | 10.5 - B02 (Warehouse, Packaging and QC Building)-230713-3.1 | Diameter 100mm | MTR | 358 | 125 | 44750 | EGP | SC_Supply/Apply
BIOLOGICALS AND BIOSIMILARS MANUFACTURING FACILITY EIPICO 3 _0187 |  | RFQ-00168 | Ahmed Saleh | MEP (Electro Mechanical) | 2024-07-01 | Insulation Apply Works | Approved | 10.5 - B02 (Warehouse, Packaging and QC Building)-230713-3.1 | Diameter 150mm | MTR | 80 | 80 | 95 | 7600 | SC_Supply/Apply | اليسر | 10.5 - B02 (Warehouse, Packaging and QC Building)-230713-3.1 | Diameter 150mm | MTR | 80 | 125 | 10000 | EGP | SC_Supply/Apply
BIOLOGICALS AND BIOSIMILARS MANUFACTURING FACILITY EIPICO 3 _0187 |  | RFQ-00168 | Ahmed Saleh | MEP (Electro Mechanical) | 2024-07-01 | Insulation Apply Works | Approved | 10.5 - B02 (Warehouse, Packaging and QC Building)-230713-3.1 | Diameter 200mm | MTR | 170 | 170 | 100 | 17000 | SC_Supply/Apply | اليسر | 10.5 - B02 (Warehouse, Packaging and QC Building)-230713-3.1 | Diameter 200mm | MTR | 170 | 125 | 21250 | EGP | SC_Supply/Apply
BIOLOGICALS AND BIOSIMILARS MANUFACTURING FACILITY EIPICO 3 _0187 |  | RFQ-00168 | Ahmed Saleh | MEP (Electro Mechanical) | 2024-07-01 | Insulation Apply Works | Approved | 10.5 - B02 (Warehouse, Packaging and QC Building)-230713-3.1 | Diameter 300mm | MTR | 130 | 130 | 100 | 13000 | SC_Supply/Apply | اليسر | 10.5 - B02 (Warehouse, Packaging and QC Building)-230713-3.1 | Diameter 300mm | MTR | 130 | 125 | 16250 | EGP | SC_Supply/Apply
BIOLOGICALS AND BIOSIMILARS MANUFACTURING FACILITY EIPICO 3 _0187 |  | RFQ-00168 | Ahmed Saleh | MEP (Electro Mechanical) | 2024-07-01 | Insulation Apply Works | Approved | 10.5 - B02 (Warehouse, Packaging and QC Building)-230713-3.1 | Diameter 100mm | ECH | 55 | 55 | 0 | 0 | SC_Supply/Apply | اليسر | 10.5 - B02 (Warehouse, Packaging and QC Building)-230713-3.1 | Diameter 100mm | ECH | 55 | 187.5 | 10312.5 | EGP | SC_Supply/Apply
BIOLOGICALS AND BIOSIMILARS MANUFACTURING FACILITY EIPICO 3 _0187 |  | RFQ-00168 | Ahmed Saleh | MEP (Electro Mechanical) | 2024-07-01 | Insulation Apply Works | Approved | 10.5 - B02 (Warehouse, Packaging and QC Building)-230713-3.1 | Diameter 150mm | ECH | 4 | 4 | 0 | 0 | SC_Supply/Apply | اليسر | 10.5 - B02 (Warehouse, Packaging and QC Building)-230713-3.1 | Diameter 150mm | ECH | 4 | 187.5 | 750 | EGP | SC_Supply/Apply
BIOLOGICALS AND BIOSIMILARS MANUFACTURING FACILITY EIPICO 3 _0187 |  | RFQ-00168 | Ahmed Saleh | MEP (Electro Mechanical) | 2024-07-01 | Insulation Apply Works | Approved | 10.5 - B02 (Warehouse, Packaging and QC Building)-230713-3.1 | Diameter 200mm | ECH | 46 | 46 | 0 | 0 | SC_Supply/Apply | اليسر | 10.5 - B02 (Warehouse, Packaging and QC Building)-230713-3.1 | Diameter 200mm | ECH | 46 | 187.5 | 8625 | EGP | SC_Supply/Apply
BIOLOGICALS AND BIOSIMILARS MANUFACTURING FACILITY EIPICO 3 _0187 |  | RFQ-00168 | Ahmed Saleh | MEP (Electro Mechanical) | 2024-07-01 | Insulation Apply Works | Approved | 10.5 - B02 (Warehouse, Packaging and QC Building)-230713-3.1 | Diameter 300mm | ECH | 51 | 51 | 0 | 0 | SC_Supply/Apply | اليسر | 10.5 - B02 (Warehouse, Packaging and QC Building)-230713-3.1 | Diameter 300mm | ECH | 51 | 187.5 | 9562.5 | EGP | SC_Supply/Apply
BIOLOGICALS AND BIOSIMILARS MANUFACTURING FACILITY EIPICO 3 _0187 |  | RFQ-00168 | Ahmed Saleh | MEP (Electro Mechanical) | 2024-07-01 | Insulation Apply Works | Approved | 10.5 - B02 (Warehouse, Packaging and QC Building)-230713-3.1 | Diameter 100mm | ECH | 38 | 38 | 500 | 19000 | SC_Supply/Apply | اليسر | 10.5 - B02 (Warehouse, Packaging and QC Building)-230713-3.1 | Diameter 100mm | ECH | 38 | 700 | 26600 | EGP | SC_Supply/Apply
BIOLOGICALS AND BIOSIMILARS MANUFACTURING FACILITY EIPICO 3 _0187 |  | RFQ-00168 | Ahmed Saleh | MEP (Electro Mechanical) | 2024-07-01 | Insulation Apply Works | Approved | 10.5 - B02 (Warehouse, Packaging and QC Building)-230713-3.1 | Diameter 200mm | ECH | 47 | 47 | 500 | 23500 | SC_Supply/Apply | اليسر | 10.5 - B02 (Warehouse, Packaging and QC Building)-230713-3.1 | Diameter 200mm | ECH | 47 | 700 | 32900 | EGP | SC_Supply/Apply
BIOLOGICALS AND BIOSIMILARS MANUFACTURING FACILITY EIPICO 3 _0187 |  | RFQ-00168 | Ahmed Saleh | MEP (Electro Mechanical) | 2024-07-01 | Insulation Apply Works | Approved | 10.5 - B02 (Warehouse, Packaging and QC Building)-230713-3.1 | Diameter 300mm | ECH | 5 | 5 | 500 | 2500 | SC_Supply/Apply | اليسر | 10.5 - B02 (Warehouse, Packaging and QC Building)-230713-3.1 | Diameter 300mm | ECH | 5 | 700 | 3500 | EGP | SC_Supply/Apply
BIOLOGICALS AND BIOSIMILARS MANUFACTURING FACILITY EIPICO 3 _0187 |  | RFQ-00170 | Ahmed Saleh | MEP (Electro Mechanical) | 2024-07-01 | Duct Cleaning Apply Works | Approved | 10.5 - B02 (Warehouse, Packaging and QC Building)-233713-2.1 | AHU-01 - 6900 CFM - 17.3 TR | ECH | 1 | 1 | 25000 | 25000 | SC_Supply/Apply | الهندسية لخدمات المشاريع بروسرفيس | 10.5 - B02 (Warehouse, Packaging and QC Building)-233713-2.1 | AHU-01 - 6900 CFM - 17.3 TR | ECH | 1 | 27600 | 27600 | EGP | SC_Supply/Apply
BIOLOGICALS AND BIOSIMILARS MANUFACTURING FACILITY EIPICO 3 _0187 |  | RFQ-00170 | Ahmed Saleh | MEP (Electro Mechanical) | 2024-07-01 | Duct Cleaning Apply Works | Approved | 10.5 - B02 (Warehouse, Packaging and QC Building)-233713-2.1 | AHU-02 - 4650 CFM - 11.6 TR | ECH | 1 | 1 | 25000 | 25000 | SC_Supply/Apply | الهندسية لخدمات المشاريع بروسرفيس | 10.5 - B02 (Warehouse, Packaging and QC Building)-233713-2.1 | AHU-02 - 4650 CFM - 11.6 TR | ECH | 1 | 18600 | 18600 | EGP | SC_Supply/Apply
BIOLOGICALS AND BIOSIMILARS MANUFACTURING FACILITY EIPICO 3 _0187 |  | RFQ-00170 | Ahmed Saleh | MEP (Electro Mechanical) | 2024-07-01 | Duct Cleaning Apply Works | Approved | 10.5 - B02 (Warehouse, Packaging and QC Building)-233713-2.1 | AHU-03 - 3400 CFM - 08.5 TR | ECH | 1 | 1 | 25000 | 25000 | SC_Supply/Apply | الهندسية لخدمات المشاريع بروسرفيس | 10.5 - B02 (Warehouse, Packaging and QC Building)-233713-2.1 | AHU-03 - 3400 CFM - 08.5 TR | ECH | 1 | 13600 | 13600 | EGP | SC_Supply/Apply
BIOLOGICALS AND BIOSIMILARS MANUFACTURING FACILITY EIPICO 3 _0187 |  | RFQ-00170 | Ahmed Saleh | MEP (Electro Mechanical) | 2024-07-01 | Duct Cleaning Apply Works | Approved | 10.5 - B02 (Warehouse, Packaging and QC Building)-233713-2.1 | AHU-04 - 8100 CFM - 20.3 TR | ECH | 1 | 1 | 25000 | 25000 | SC_Supply/Apply | الهندسية لخدمات المشاريع بروسرفيس | 10.5 - B02 (Warehouse, Packaging and QC Building)-233713-2.1 | AHU-04 - 8100 CFM - 20.3 TR | ECH | 1 | 32400 | 32400 | EGP | SC_Supply/Apply
BIOLOGICALS AND BIOSIMILARS MANUFACTURING FACILITY EIPICO 3 _0187 |  | RFQ-00170 | Ahmed Saleh | MEP (Electro Mechanical) | 2024-07-01 | Duct Cleaning Apply Works | Approved | 10.5 - B02 (Warehouse, Packaging and QC Building)-233713-2.1 | AHU-05 - 6000 CFM - 15.0 TR | ECH | 1 | 1 | 25000 | 25000 | SC_Supply/Apply | الهندسية لخدمات المشاريع بروسرفيس | 10.5 - B02 (Warehouse, Packaging and QC Building)-233713-2.1 | AHU-05 - 6000 CFM - 15.0 TR | ECH | 1 | 24000 | 24000 | EGP | SC_Supply/Apply
Rabigh CCPP-Civil _K0006 |  | RFQ-00018 | Ahmed Saleh | MEP (Electro Mechanical) | 2024-07-02 | MEP Installation Work | Approved | 11.18 - Baseline BOQ- Power Block+Balance of Plant-33 31 00 SWNT-0017 | Supplying; installing; testing; gravity; PN6 bar; High density polyethylene (HDPE) pipes; outer Dia. 200mm; installed under ground; depth range 1m<D≤2m; buried; for chemical network. | ECH | 357 | 357 | 332 | 118524 | OTH | شركة اضواء الخليل للمقاولات | 11.18 - Baseline BOQ- Power Block+Balance of Plant-33 31 00 SWNT-0017 | Supplying; installing; testing; gravity; PN6 bar; High density polyethylene (HDPE) pipes; outer Dia. 200mm; installed under ground; depth range 1m<D≤2m; buried; for chemical network. | ECH | 357 | 213.9 | 76362.3 | SAR | OTH
Rabigh CCPP-Civil _K0006 |  | RFQ-00018 | Ahmed Saleh | MEP (Electro Mechanical) | 2024-07-02 | MEP Installation Work | Approved | 11.18 - Baseline BOQ- Power Block+Balance of Plant-33 31 00 SWNT-0013 | Supplying; installing; testing; gravity; PN6 bar; High density polyethylene (HDPE) pipes; outer Dia. 150mm; installed under ground; depth range 1m<D≤2m; buried; for oil network. | ECH | 785 | 785 | 300 | 235500 | OTH | شركة اضواء الخليل للمقاولات | 11.18 - Baseline BOQ- Power Block+Balance of Plant-33 31 00 SWNT-0013 | Supplying; installing; testing; gravity; PN6 bar; High density polyethylene (HDPE) pipes; outer Dia. 150mm; installed under ground; depth range 1m<D≤2m; buried; for oil network. | ECH | 785 | 193.44 | 151850.4 | SAR | OTH
Rabigh CCPP-Civil _K0006 |  | RFQ-00018 | Ahmed Saleh | MEP (Electro Mechanical) | 2024-07-02 | MEP Installation Work | Approved | 11.18 - Baseline BOQ- Power Block+Balance of Plant-33 31 00 SWNT-0014 | Supplying; installing; testing; gravity; PN6 bar; High density polyethylene (HDPE) pipes; outer Dia. 200mm; installed under ground; depth range 1m<D≤2m; buried; for oil network. | ECH | 357 | 357 | 332 | 118524 | OTH | شركة اضواء الخليل للمقاولات | 11.18 - Baseline BOQ- Power Block+Balance of Plant-33 31 00 SWNT-0014 | Supplying; installing; testing; gravity; PN6 bar; High density polyethylene (HDPE) pipes; outer Dia. 200mm; installed under ground; depth range 1m<D≤2m; buried; for oil network. | ECH | 357 | 320.85 | 114543.45 | SAR | OTH
Rabigh CCPP-Civil _K0006 |  | RFQ-00018 | Ahmed Saleh | MEP (Electro Mechanical) | 2024-07-02 | MEP Installation Work | Approved | 11.18 - Baseline BOQ- Power Block+Balance of Plant-33 31 00 SWNT-0016 | Supplying; installing; testing; gravity; PN6 bar; High density polyethylene (HDPE) pipes; outer Dia. 150mm; installed under ground; depth range 1m<D≤2m; buried; for chemical network. | ECH | 785 | 785 | 300 | 235500 | SC_Apply | شركة اضواء الخليل للمقاولات | 11.18 - Baseline BOQ- Power Block+Balance of Plant-33 31 00 SWNT-0016 | Supplying; installing; testing; gravity; PN6 bar; High density polyethylene (HDPE) pipes; outer Dia. 150mm; installed under ground; depth range 1m<D≤2m; buried; for chemical network. | ECH | 785 | 193.44 | 151850.4 | SAR | SC_Apply
Rabigh CCPP-Civil _K0006 |  | RFQ-00018 | Ahmed Saleh | MEP (Electro Mechanical) | 2024-07-02 | MEP Installation Work | Approved | 11.18 - Baseline BOQ- Power Block+Balance of Plant-33 42 11 SNT-0035 | Supplying; installing; testing; gravity; PN6 bar; fiberglass-reinforced plastic (GRP) pipes; outer Dia. 700mm; installed under ground; depth range 2m<D≤3m; on sand bedding; for storm network. | MTR | 218 | 218 | 1239 | 270102 | SC_Apply | شركة اضواء الخليل للمقاولات | 11.18 - Baseline BOQ- Power Block+Balance of Plant-33 42 11 SNT-0035 | Supplying; installing; testing; gravity; PN6 bar; fiberglass-reinforced plastic (GRP) pipes; outer Dia. 700mm; installed under ground; depth range 2m<D≤3m; on sand bedding; for storm network. | MTR | 218 | 1026.72 | 223824.96 | SAR | SC_Apply
Rabigh CCPP-Civil _K0006 |  | RFQ-00018 | Ahmed Saleh | MEP (Electro Mechanical) | 2024-07-02 | MEP Installation Work | Approved | 11.18 - Baseline BOQ- Power Block+Balance of Plant-33 14 16 WNT-0013 | Supplying; installing; testing; pressurized; PN10 bar; polyethylene (PE) pipes; outer Dia. 25mm; installed under ground; depth range D≤1m; buried; for irrigation network | MTR | 510 | 510 | 132 | 67320 | OTH | شركة اضواء الخليل للمقاولات | 11.18 - Baseline BOQ- Power Block+Balance of Plant-33 14 16 WNT-0013 | Supplying; installing; testing; pressurized; PN10 bar; polyethylene (PE) pipes; outer Dia. 25mm; installed under ground; depth range D≤1m; buried; for irrigation network | MTR | 510 | 42.78 | 21817.8 | SAR | OTH
Rabigh CCPP-Civil _K0006 |  | RFQ-00018 | Ahmed Saleh | MEP (Electro Mechanical) | 2024-07-02 | MEP Installation Work | Approved | 11.18 - Baseline BOQ- Power Block+Balance of Plant-33 14 16 WNT-0019 | Supplying; installing; testing; pressurized; PN10 bar; polyethylene (PE) pipes; outer Dia. 90mm; installed under ground; depth range D≤1m; buried; for irrigation network | MTR | 51 | 51 | 172 | 8772 | SC_Apply | شركة اضواء الخليل للمقاولات | 11.18 - Baseline BOQ- Power Block+Balance of Plant-33 14 16 WNT-0019 | Supplying; installing; testing; pressurized; PN10 bar; polyethylene (PE) pipes; outer Dia. 90mm; installed under ground; depth range D≤1m; buried; for irrigation network | MTR | 51 | 160.43 | 8181.93 | SAR | SC_Apply
Rabigh CCPP-Civil _K0006 |  | RFQ-00018 | Ahmed Saleh | MEP (Electro Mechanical) | 2024-07-02 | MEP Installation Work | Approved | 11.18 - Baseline BOQ- Power Block+Balance of Plant-33 14 16 WNT-0015 | Supplying; installing; testing; pressurized; PN10 bar; polyethylene (PE) pipes; outer Dia. 50mm; installed under ground; depth range D≤1m; buried; for irrigation network | MTR | 153 | 153 | 148 | 22644 | OTH | شركة اضواء الخليل للمقاولات | 11.18 - Baseline BOQ- Power Block+Balance of Plant-33 14 16 WNT-0015 | Supplying; installing; testing; pressurized; PN10 bar; polyethylene (PE) pipes; outer Dia. 50mm; installed under ground; depth range D≤1m; buried; for irrigation network | MTR | 153 | 76.26 | 11667.78 | SAR | OTH
Rabigh CCPP-Civil _K0006 |  | RFQ-00018 | Ahmed Saleh | MEP (Electro Mechanical) | 2024-07-02 | MEP Installation Work | Approved | 11.18 - Baseline BOQ- Power Block+Balance of Plant-33 31 00 SWNT-0015 | Supplying; installing; testing; gravity; PN6 bar; High density polyethylene (HDPE) pipes; outer Dia. 250mm; installed under ground; depth range 1m<D≤2m; buried; for oil network. | ECH | 22 | 22 | 364 | 8008 | OTH | شركة اضواء الخليل للمقاولات | 11.18 - Baseline BOQ- Power Block+Balance of Plant-33 31 00 SWNT-0015 | Supplying; installing; testing; gravity; PN6 bar; High density polyethylene (HDPE) pipes; outer Dia. 250mm; installed under ground; depth range 1m<D≤2m; buried; for oil network. | ECH | 22 | 385.02 | 8470.44 | SAR | OTH
Rabigh CCPP-Civil _K0006 |  | RFQ-00018 | Ahmed Saleh | MEP (Electro Mechanical) | 2024-07-02 | MEP Installation Work | Approved | 11.18 - Baseline BOQ- Power Block+Balance of Plant-33 42 11 SNT-0039 | Supplying; installing; testing; gravity; PN6 bar; fiberglass-reinforced plastic (GRP) pipes; outer Dia. 1400mm; installed under ground; depth range 2m<D≤3m; on sand bedding; for storm network. | MTR | 36.36 | 36.36 | 2438 | 88645.68 | SC_Apply | شركة اضواء الخليل للمقاولات | 11.18 - Baseline BOQ- Power Block+Balance of Plant-33 42 11 SNT-0039 | Supplying; installing; testing; gravity; PN6 bar; fiberglass-reinforced plastic (GRP) pipes; outer Dia. 1400mm; installed under ground; depth range 2m<D≤3m; on sand bedding; for storm network. | MTR | 36.36 | 2620.28 | 95273.38 | SAR | SC_Apply
Rabigh CCPP-Civil _K0006 |  | RFQ-00018 | Ahmed Saleh | MEP (Electro Mechanical) | 2024-07-02 | MEP Installation Work | Approved | 11.18 - Baseline BOQ- Power Block+Balance of Plant-33 42 11 SNT-0038 | Supplying; installing; testing; gravity; PN6 bar; fiberglass-reinforced plastic (GRP) pipes; outer Dia. 1300mm; installed under ground; depth range 2m<D≤3m; on sand bedding; for storm network. | MTR | 36.36 | 36.36 | 2306 | 83846.16 | SC_Apply | شركة اضواء الخليل للمقاولات | 11.18 - Baseline BOQ- Power Block+Balance of Plant-33 42 11 SNT-0038 | Supplying; installing; testing; gravity; PN6 bar; fiberglass-reinforced plastic (GRP) pipes; outer Dia. 1300mm; installed under ground; depth range 2m<D≤3m; on sand bedding; for storm network. | MTR | 36.36 | 2060.42 | 74916.87 | SAR | SC_Apply
Rabigh CCPP-Civil _K0006 |  | RFQ-00018 | Ahmed Saleh | MEP (Electro Mechanical) | 2024-07-02 | MEP Installation Work | Approved | 11.18 - Baseline BOQ- Power Block+Balance of Plant-33 31 00 SWNT-0041 | Supplying; installing; testing; gravity; PN6 bar; High density polyethylene (HDPE) pipes; outer Dia. 250mm; installed under ground; depth range 2m<D≤3m; buried; for oil network. | ECH | 90 | 90 | 469 | 42210 | OTH | شركة اضواء الخليل للمقاولات | 11.18 - Baseline BOQ- Power Block+Balance of Plant-33 31 00 SWNT-0041 | Supplying; installing; testing; gravity; PN6 bar; High density polyethylene (HDPE) pipes; outer Dia. 250mm; installed under ground; depth range 2m<D≤3m; buried; for oil network. | ECH | 90 | 385.02 | 34651.8 | SAR | OTH
Rabigh CCPP-Civil _K0006 |  | RFQ-00018 | Ahmed Saleh | MEP (Electro Mechanical) | 2024-07-02 | MEP Installation Work | Approved | *9 - 11.18 - Baseline BOQ- Power Block+Balance of Plant-33 42 11 SNT-0033 | Supplying; installing; testing; gravity; PN6 bar; fiberglass-reinforced plastic (GRP) pipes; outer Dia. 600mm; installed under ground; depth range 2m<D≤3m; on sand bedding; for storm network. | MTR | 218 | 218 | 1083 | 236094 | OTH | شركة اضواء الخليل للمقاولات | *9 - 11.18 - Baseline BOQ- Power Block+Balance of Plant-33 42 11 SNT-0033 | Supplying; installing; testing; gravity; PN6 bar; fiberglass-reinforced plastic (GRP) pipes; outer Dia. 600mm; installed under ground; depth range 2m<D≤3m; on sand bedding; for storm network. | MTR | 218 | 962.55 | 209835.9 | SAR | OTH
Rabigh CCPP-Civil _K0006 |  | RFQ-00018 | Ahmed Saleh | MEP (Electro Mechanical) | 2024-07-02 | MEP Installation Work | Approved | 11.18 - Baseline BOQ- Power Block+Balance of Plant-33 31 00 SWNT-0032 | Supplying; installing; testing; gravity; PN6 bar; High density polyethylene (HDPE) pipes; outer Dia. 200mm; installed under ground; depth range 2m<D≤3m; buried; for oil network. | ECH | 153 | 153 | 437 | 66861 | OTH | شركة اضواء الخليل للمقاولات | 11.18 - Baseline BOQ- Power Block+Balance of Plant-33 31 00 SWNT-0032 | Supplying; installing; testing; gravity; PN6 bar; High density polyethylene (HDPE) pipes; outer Dia. 200mm; installed under ground; depth range 2m<D≤3m; buried; for oil network. | ECH | 153 | 213.9 | 32726.7 | SAR | OTH
Rabigh CCPP-Civil _K0006 |  | RFQ-00018 | Ahmed Saleh | MEP (Electro Mechanical) | 2024-07-02 | MEP Installation Work | Approved | 11.18 - Baseline BOQ- Power Block+Balance of Plant-33 42 11 SNT-0018 | Supplying; installing; testing; gravity; PN6 bar; fiberglass-reinforced plastic (GRP) pipes; outer Dia. 500mm; installed under ground; depth range 1m<D≤2m; buried; for storm network. | ECH | 91 | 91 | 783 | 71253 | OTH | شركة اضواء الخليل للمقاولات | 11.18 - Baseline BOQ- Power Block+Balance of Plant-33 42 11 SNT-0018 | Supplying; installing; testing; gravity; PN6 bar; fiberglass-reinforced plastic (GRP) pipes; outer Dia. 500mm; installed under ground; depth range 1m<D≤2m; buried; for storm network. | ECH | 91 | 577.53 | 52555.23 | SAR | OTH
Rabigh CCPP-Civil _K0006 |  | RFQ-00018 | Ahmed Saleh | MEP (Electro Mechanical) | 2024-07-02 | MEP Installation Work | Approved | 11.18 - Baseline BOQ- Power Block+Balance of Plant-33 42 11 SNT-0017 | Supplying; installing; testing; gravity; PN6 bar; thermoplastic (UPVC) pipes; outer Dia. 400mm; installed under ground; depth range 1m<D≤2m; buried; for storm network. | MTR | 269 | 269 | 382 | 102758 | SC_Apply | شركة اضواء الخليل للمقاولات | 11.18 - Baseline BOQ- Power Block+Balance of Plant-33 42 11 SNT-0017 | Supplying; installing; testing; gravity; PN6 bar; thermoplastic (UPVC) pipes; outer Dia. 400mm; installed under ground; depth range 1m<D≤2m; buried; for storm network. | MTR | 269 | 546.84 | 147099.96 | SAR | SC_Apply
Rabigh CCPP-Civil _K0006 |  | RFQ-00018 | Ahmed Saleh | MEP (Electro Mechanical) | 2024-07-02 | MEP Installation Work | Approved | 11.18 - Baseline BOQ- Power Block+Balance of Plant-33 31 00 SWNT-0019 | Supplying; installing; testing; gravity; PN6 bar; thermoplastic (UPVC) pipes; outer Dia. 160mm; installed under ground; depth range D≤1m; buried; for sewage network | MTR | 841.5 | 841.5 | 300 | 252450 | OTH | شركة اضواء الخليل للمقاولات | 11.18 - Baseline BOQ- Power Block+Balance of Plant-33 31 00 SWNT-0019 | Supplying; installing; testing; gravity; PN6 bar; thermoplastic (UPVC) pipes; outer Dia. 160mm; installed under ground; depth range D≤1m; buried; for sewage network | MTR | 841.5 | 193.44 | 162779.76 | SAR | OTH
Rabigh CCPP-Civil _K0006 |  | RFQ-00018 | Ahmed Saleh | MEP (Electro Mechanical) | 2024-07-02 | MEP Installation Work | Approved | 11.18 - Baseline BOQ- Power Block+Balance of Plant-33 31 00 SWNT-0040 | Supplying; installing; testing; pressurized; PN16 bar; High density polyethylene (HDPE) pipes; outer Dia. 200mm; installed under ground; depth range 2m<D≤3m; on sand bedding; for sewage network. | MTR | 51 | 51 | 437 | 22287 | OTH | شركة اضواء الخليل للمقاولات | 11.18 - Baseline BOQ- Power Block+Balance of Plant-33 31 00 SWNT-0040 | Supplying; installing; testing; pressurized; PN16 bar; High density polyethylene (HDPE) pipes; outer Dia. 200mm; installed under ground; depth range 2m<D≤3m; on sand bedding; for sewage network. | MTR | 51 | 320.85 | 16363.35 | SAR | OTH
BIOLOGICALS AND BIOSIMILARS MANUFACTURING FACILITY EIPICO 3 _0187 |  | RFQ-00170 | Ahmed Saleh | MEP (Electro Mechanical) | 2024-07-01 | Duct Cleaning Apply Works | Approved | 10.5 - B02 (Warehouse, Packaging and QC Building)-233713-2.1 | AHU-06 - 4550 CFM - 11.4 TR | ECH | 1 | 1 | 25000 | 25000 | SC_Supply/Apply | الهندسية لخدمات المشاريع بروسرفيس | 10.5 - B02 (Warehouse, Packaging and QC Building)-233713-2.1 | AHU-06 - 4550 CFM - 11.4 TR | ECH | 1 | 18200 | 18200 | EGP | SC_Supply/Apply
BIOLOGICALS AND BIOSIMILARS MANUFACTURING FACILITY EIPICO 3 _0187 |  | RFQ-00170 | Ahmed Saleh | MEP (Electro Mechanical) | 2024-07-01 | Duct Cleaning Apply Works | Approved | 10.5 - B02 (Warehouse, Packaging and QC Building)-233713-2.1 | AHU-07 - 4300 CFM - 10.8 TR | ECH | 1 | 1 | 25000 | 25000 | SC_Supply/Apply | الهندسية لخدمات المشاريع بروسرفيس | 10.5 - B02 (Warehouse, Packaging and QC Building)-233713-2.1 | AHU-07 - 4300 CFM - 10.8 TR | ECH | 1 | 17200 | 17200 | EGP | SC_Supply/Apply
BIOLOGICALS AND BIOSIMILARS MANUFACTURING FACILITY EIPICO 3 _0187 |  | RFQ-00170 | Ahmed Saleh | MEP (Electro Mechanical) | 2024-07-01 | Duct Cleaning Apply Works | Approved | 10.5 - B02 (Warehouse, Packaging and QC Building)-233713-2.1 | AHU-08 - 6085 CFM - 15.2 TR | ECH | 1 | 1 | 25000 | 25000 | SC_Supply/Apply | الهندسية لخدمات المشاريع بروسرفيس | 10.5 - B02 (Warehouse, Packaging and QC Building)-233713-2.1 | AHU-08 - 6085 CFM - 15.2 TR | ECH | 1 | 24340 | 24340 | EGP | SC_Supply/Apply
BIOLOGICALS AND BIOSIMILARS MANUFACTURING FACILITY EIPICO 3 _0187 |  | RFQ-00170 | Ahmed Saleh | MEP (Electro Mechanical) | 2024-07-01 | Duct Cleaning Apply Works | Approved | 10.5 - B02 (Warehouse, Packaging and QC Building)-233713-2.1 | AHU-09 - 9430 CFM - 23.6 TR | ECH | 1 | 1 | 25000 | 25000 | SC_Supply/Apply | الهندسية لخدمات المشاريع بروسرفيس | 10.5 - B02 (Warehouse, Packaging and QC Building)-233713-2.1 | AHU-09 - 9430 CFM - 23.6 TR | ECH | 1 | 37720 | 37720 | EGP | SC_Supply/Apply
BIOLOGICALS AND BIOSIMILARS MANUFACTURING FACILITY EIPICO 3 _0187 |  | RFQ-00170 | Ahmed Saleh | MEP (Electro Mechanical) | 2024-07-01 | Duct Cleaning Apply Works | Approved | 10.5 - B02 (Warehouse, Packaging and QC Building)-233713-2.1 | AHU-10 - 5300 CFM - 13.3 TR | ECH | 1 | 1 | 25000 | 25000 | SC_Supply/Apply | الهندسية لخدمات المشاريع بروسرفيس | 10.5 - B02 (Warehouse, Packaging and QC Building)-233713-2.1 | AHU-10 - 5300 CFM - 13.3 TR | ECH | 1 | 21200 | 21200 | EGP | SC_Supply/Apply
BIOLOGICALS AND BIOSIMILARS MANUFACTURING FACILITY EIPICO 3 _0187 |  | RFQ-00170 | Ahmed Saleh | MEP (Electro Mechanical) | 2024-07-01 | Duct Cleaning Apply Works | Approved | 10.5 - B02 (Warehouse, Packaging and QC Building)-233713-2.1 | AHU-11 - 4400 CFM - 11.0 TR | ECH | 1 | 1 | 25000 | 25000 | SC_Supply/Apply | الهندسية لخدمات المشاريع بروسرفيس | 10.5 - B02 (Warehouse, Packaging and QC Building)-233713-2.1 | AHU-11 - 4400 CFM - 11.0 TR | ECH | 1 | 17600 | 17600 | EGP | SC_Supply/Apply
BIOLOGICALS AND BIOSIMILARS MANUFACTURING FACILITY EIPICO 3 _0187 |  | RFQ-00170 | Ahmed Saleh | MEP (Electro Mechanical) | 2024-07-01 | Duct Cleaning Apply Works | Approved | 10.5 - B02 (Warehouse, Packaging and QC Building)-233713-2.1 | AHU-12 - 11000 CFM - 27.5 TR | ECH | 1 | 1 | 25000 | 25000 | SC_Supply/Apply | الهندسية لخدمات المشاريع بروسرفيس | 10.5 - B02 (Warehouse, Packaging and QC Building)-233713-2.1 | AHU-12 - 11000 CFM - 27.5 TR | ECH | 1 | 44000 | 44000 | EGP | SC_Supply/Apply
BIOLOGICALS AND BIOSIMILARS MANUFACTURING FACILITY EIPICO 3 _0187 |  | RFQ-00170 | Ahmed Saleh | MEP (Electro Mechanical) | 2024-07-01 | Duct Cleaning Apply Works | Approved | 10.5 - B02 (Warehouse, Packaging and QC Building)-233713-2.1 | AHU-13 - 10000 CFM - 25.0 TR | ECH | 1 | 1 | 25000 | 25000 | SC_Supply/Apply | الهندسية لخدمات المشاريع بروسرفيس | 10.5 - B02 (Warehouse, Packaging and QC Building)-233713-2.1 | AHU-13 - 10000 CFM - 25.0 TR | ECH | 1 | 40000 | 40000 | EGP | SC_Supply/Apply
BIOLOGICALS AND BIOSIMILARS MANUFACTURING FACILITY EIPICO 3 _0187 |  | RFQ-00170 | Ahmed Saleh | MEP (Electro Mechanical) | 2024-07-01 | Duct Cleaning Apply Works | Approved | 10.5 - B02 (Warehouse, Packaging and QC Building)-233713-2.1 | AHU-14 - 3760 CFM - 09.4 TR | ECH | 1 | 1 | 25000 | 25000 | SC_Supply/Apply | الهندسية لخدمات المشاريع بروسرفيس | 10.5 - B02 (Warehouse, Packaging and QC Building)-233713-2.1 | AHU-14 - 3760 CFM - 09.4 TR | ECH | 1 | 15040 | 15040 | EGP | SC_Supply/Apply
Rabigh CCPP-Civil _K0006 |  | RFQ-00018 | Ahmed Saleh | MEP (Electro Mechanical) | 2024-07-02 | MEP Installation Work | Approved | 11.18 - Baseline BOQ- Power Block+Balance of Plant-33 42 11 SNT-0021 | Supplying; installing; testing; gravity; PN6 bar; fiberglass-reinforced plastic (GRP) pipes; outer Dia. 800mm; installed under ground; depth range 1m<D≤2m; buried; for storm network. | MTR | 73 | 73 | 1208 | 88184 | OTH | شركة اضواء الخليل للمقاولات | 11.18 - Baseline BOQ- Power Block+Balance of Plant-33 42 11 SNT-0021 | Supplying; installing; testing; gravity; PN6 bar; fiberglass-reinforced plastic (GRP) pipes; outer Dia. 800mm; installed under ground; depth range 1m<D≤2m; buried; for storm network. | MTR | 73 | 1124.37 | 82079.01 | SAR | OTH
Rabigh CCPP-Civil _K0006 |  | RFQ-00018 | Ahmed Saleh | MEP (Electro Mechanical) | 2024-07-02 | MEP Installation Work | Approved | 11.18 - Baseline BOQ- Power Block+Balance of Plant-33 42 11 SNT-0022 | Supplying; installing; testing; gravity; PN6 bar; fiberglass-reinforced plastic (GRP) pipes; outer Dia. 900mm; installed under ground; depth range 1m<D≤2m; buried; for storm network. | MTR | 37 | 37 | 1326 | 49062 | OTH | شركة اضواء الخليل للمقاولات | 11.18 - Baseline BOQ- Power Block+Balance of Plant-33 42 11 SNT-0022 | Supplying; installing; testing; gravity; PN6 bar; fiberglass-reinforced plastic (GRP) pipes; outer Dia. 900mm; installed under ground; depth range 1m<D≤2m; buried; for storm network. | MTR | 37 | 1155.06 | 42737.22 | SAR | OTH
Rabigh CCPP-Civil _K0006 |  | RFQ-00018 | Ahmed Saleh | MEP (Electro Mechanical) | 2024-07-02 | MEP Installation Work | Approved | 11.18 - Baseline BOQ- Power Block+Balance of Plant-33 42 11 SNT-0043 | Supplying; installing; testing; gravity; PN6 bar; thermoplastic (UPVC) pipes; outer Dia. 315mm; installed under ground; depth range 2m<D≤3m; on sand bedding; for storm network. | MTR | 218 | 218 | 404 | 88072 | OTH | شركة اضواء الخليل للمقاولات | 11.18 - Baseline BOQ- Power Block+Balance of Plant-33 42 11 SNT-0043 | Supplying; installing; testing; gravity; PN6 bar; thermoplastic (UPVC) pipes; outer Dia. 315mm; installed under ground; depth range 2m<D≤3m; on sand bedding; for storm network. | MTR | 218 | 321.78 | 70148.04 | SAR | OTH
Rabigh CCPP-Civil _K0006 |  | RFQ-00018 | Ahmed Saleh | MEP (Electro Mechanical) | 2024-07-02 | MEP Installation Work | Approved | 11.18 - Baseline BOQ- Power Block+Balance of Plant-33 42 11 SNT-0042 | Supplying; installing; testing; gravity; PN6 bar; thermoplastic (UPVC) pipes; outer Dia. 250mm; installed under ground; depth range 2m<D≤3m; on sand bedding; for storm network. | MTR | 218 | 218 | 353 | 76954 | OTH | شركة اضواء الخليل للمقاولات | 11.18 - Baseline BOQ- Power Block+Balance of Plant-33 42 11 SNT-0042 | Supplying; installing; testing; gravity; PN6 bar; thermoplastic (UPVC) pipes; outer Dia. 250mm; installed under ground; depth range 2m<D≤3m; on sand bedding; for storm network. | MTR | 218 | 256.68 | 55956.24 | SAR | OTH
Rabigh CCPP-Civil _K0006 |  | RFQ-00018 | Ahmed Saleh | MEP (Electro Mechanical) | 2024-07-02 | MEP Installation Work | Approved | 11.18 - Baseline BOQ- Power Block+Balance of Plant-33 31 00 SWNT-0038 | Supplying; installing; testing; pressurized; PN16 bar; High density polyethylene (HDPE) pipes; outer Dia. 100mm; installed under ground; depth range 2m<D≤3m; on sand bedding; for sewage network. | MTR | 102 | 102 | 311 | 31722 | OTH | شركة اضواء الخليل للمقاولات | 11.18 - Baseline BOQ- Power Block+Balance of Plant-33 31 00 SWNT-0038 | Supplying; installing; testing; pressurized; PN16 bar; High density polyethylene (HDPE) pipes; outer Dia. 100mm; installed under ground; depth range 2m<D≤3m; on sand bedding; for sewage network. | MTR | 102 | 192.51 | 19636.02 | SAR | OTH
Rabigh CCPP-Civil _K0006 |  | RFQ-00018 | Ahmed Saleh | MEP (Electro Mechanical) | 2024-07-02 | MEP Installation Work | Approved | 11.18 - Baseline BOQ- Power Block+Balance of Plant-33 42 11 SNT-0014 | Supplying; installing; testing; gravity; PN6 bar; thermoplastic (UPVC) pipes; outer Dia. 200mm; installed under ground; depth range 1m<D≤2m; buried; for storm network. | MTR | 510 | 510 | 251 | 128010 | OTH | شركة اضواء الخليل للمقاولات | 11.18 - Baseline BOQ- Power Block+Balance of Plant-33 42 11 SNT-0014 | Supplying; installing; testing; gravity; PN6 bar; thermoplastic (UPVC) pipes; outer Dia. 200mm; installed under ground; depth range 1m<D≤2m; buried; for storm network. | MTR | 510 | 267.38 | 136363.8 | SAR | OTH
Rabigh CCPP-Civil _K0006 |  | RFQ-00018 | Ahmed Saleh | MEP (Electro Mechanical) | 2024-07-02 | MEP Installation Work | Approved | 11.18 - Baseline BOQ- Power Block+Balance of Plant-33 42 11 SNT-0015 | Supplying; installing; testing; gravity; PN6 bar; thermoplastic (UPVC) pipes; outer Dia. 250mm; installed under ground; depth range 1m<D≤2m; buried; for storm network. | MTR | 327 | 327 | 274 | 89598 | OTH | شركة اضواء الخليل للمقاولات | 11.18 - Baseline BOQ- Power Block+Balance of Plant-33 42 11 SNT-0015 | Supplying; installing; testing; gravity; PN6 bar; thermoplastic (UPVC) pipes; outer Dia. 250mm; installed under ground; depth range 1m<D≤2m; buried; for storm network. | MTR | 327 | 385.02 | 125901.54 | SAR | OTH
Rabigh CCPP-Civil _K0006 |  | RFQ-00018 | Ahmed Saleh | MEP (Electro Mechanical) | 2024-07-02 | MEP Installation Work | Approved | 11.18 - Baseline BOQ- Power Block+Balance of Plant-33 42 11 SNT-0044 | Supplying; installing; testing; gravity; PN6 bar; thermoplastic (UPVC) pipes; outer Dia. 400mm; installed under ground; depth range 2m<D≤3m; on sand bedding; for storm network. | MTR | 270 | 270 | 466 | 125820 | OTH | شركة اضواء الخليل للمقاولات | 11.18 - Baseline BOQ- Power Block+Balance of Plant-33 42 11 SNT-0044 | Supplying; installing; testing; gravity; PN6 bar; thermoplastic (UPVC) pipes; outer Dia. 400mm; installed under ground; depth range 2m<D≤3m; on sand bedding; for storm network. | MTR | 270 | 385.02 | 103955.4 | SAR | OTH
Rabigh CCPP-Civil _K0006 |  | RFQ-00018 | Ahmed Saleh | MEP (Electro Mechanical) | 2024-07-02 | MEP Installation Work | Approved | 11.18 - Baseline BOQ- Power Block+Balance of Plant-33 31 00 SWNT-0030 | Supplying; installing; testing; gravity; PN6 bar; High density polyethylene (HDPE) pipes; outer Dia. 150mm; installed under ground; depth range 2m<D≤3m; buried; for oil network. | ECH | 337 | 337 | 404 | 136148 | OTH | شركة اضواء الخليل للمقاولات | 11.18 - Baseline BOQ- Power Block+Balance of Plant-33 31 00 SWNT-0030 | Supplying; installing; testing; gravity; PN6 bar; High density polyethylene (HDPE) pipes; outer Dia. 150mm; installed under ground; depth range 2m<D≤3m; buried; for oil network. | ECH | 337 | 193.44 | 65189.28 | SAR | OTH
Rabigh CCPP-Civil _K0006 |  | RFQ-00018 | Ahmed Saleh | MEP (Electro Mechanical) | 2024-07-02 | MEP Installation Work | Approved | 11.18 - Baseline BOQ- Power Block+Balance of Plant-33 31 00 SWNT-0035 | Supplying; installing; testing; gravity; PN6 bar; High density polyethylene (HDPE) pipes; outer Dia. 150mm; installed under ground; depth range 2m<D≤3m; on sand bedding; for chemical network. | ECH | 337 | 337 | 404 | 136148 | OTH | شركة اضواء الخليل للمقاولات | 11.18 - Baseline BOQ- Power Block+Balance of Plant-33 31 00 SWNT-0035 | Supplying; installing; testing; gravity; PN6 bar; High density polyethylene (HDPE) pipes; outer Dia. 150mm; installed under ground; depth range 2m<D≤3m; on sand bedding; for chemical network. | ECH | 337 | 290.16 | 97783.92 | SAR | OTH
Rabigh CCPP-Civil _K0006 |  | RFQ-00018 | Ahmed Saleh | MEP (Electro Mechanical) | 2024-07-02 | MEP Installation Work | Approved | 11.18 - Baseline BOQ- Power Block+Balance of Plant-33 42 11 SNT-0041 | Supplying; installing; testing; gravity; PN6 bar; thermoplastic (UPVC) pipes; outer Dia. 200mm; installed under ground; depth range 2m<D≤3m; on sand bedding; for storm network. | MTR | 217 | 217 | 334 | 72478 | SC_Apply | شركة اضواء الخليل للمقاولات | 11.18 - Baseline BOQ- Power Block+Balance of Plant-33 42 11 SNT-0041 | Supplying; installing; testing; gravity; PN6 bar; thermoplastic (UPVC) pipes; outer Dia. 200mm; installed under ground; depth range 2m<D≤3m; on sand bedding; for storm network. | MTR | 217 | 213.9 | 46416.3 | SAR | SC_Apply
Rabigh CCPP-Civil _K0006 |  | RFQ-00018 | Ahmed Saleh | MEP (Electro Mechanical) | 2024-07-02 | MEP Installation Work | Approved | 11.18 - Baseline BOQ- Power Block+Balance of Plant-33 31 00 SWNT-0036 | Supplying; installing; testing; gravity; PN6 bar; High density polyethylene (HDPE) pipes; outer Dia. 250mm; installed under ground; depth range 2m<D≤3m; buried; for chemical network. | ECH | 90 | 90 | 469 | 42210 | OTH | شركة اضواء الخليل للمقاولات | 11.18 - Baseline BOQ- Power Block+Balance of Plant-33 31 00 SWNT-0036 | Supplying; installing; testing; gravity; PN6 bar; High density polyethylene (HDPE) pipes; outer Dia. 250mm; installed under ground; depth range 2m<D≤3m; buried; for chemical network. | ECH | 90 | 385.02 | 34651.8 | SAR | OTH
Rabigh CCPP-Civil _K0006 |  | RFQ-00018 | Ahmed Saleh | MEP (Electro Mechanical) | 2024-07-02 | MEP Installation Work | Approved | 11.18 - Baseline BOQ- Power Block+Balance of Plant-33 31 00 SWNT-0037 | Supplying; installing; testing; pressurized; PN16 bar; High density polyethylene (HDPE) pipes; outer Dia. 80mm; installed under ground; depth range 2m<D≤3m; on sand bedding; for sewage network. | MTR | 51 | 51 | 669 | 34119 | OTH | شركة اضواء الخليل للمقاولات | 11.18 - Baseline BOQ- Power Block+Balance of Plant-33 31 00 SWNT-0037 | Supplying; installing; testing; pressurized; PN16 bar; High density polyethylene (HDPE) pipes; outer Dia. 80mm; installed under ground; depth range 2m<D≤3m; on sand bedding; for sewage network. | MTR | 51 | 161.82 | 8252.82 | SAR | OTH
Rabigh CCPP-Civil _K0006 |  | RFQ-00018 | Ahmed Saleh | MEP (Electro Mechanical) | 2024-07-02 | MEP Installation Work | Approved | 11.18 - Baseline BOQ- Power Block+Balance of Plant-33 42 11 SNT-0029 | Supplying; installing; testing; pressurized; PN16 bar; High density polyethylene (HDPE) pipes; outer Dia. 800mm; installed under ground; depth range 1m<D≤2m; buried; for storm network | MTR | 215 | 215 | 928 | 199520 | OTH | شركة اضواء الخليل للمقاولات | 11.18 - Baseline BOQ- Power Block+Balance of Plant-33 42 11 SNT-0029 | Supplying; installing; testing; pressurized; PN16 bar; High density polyethylene (HDPE) pipes; outer Dia. 800mm; installed under ground; depth range 1m<D≤2m; buried; for storm network | MTR | 215 | 1026.72 | 220744.8 | SAR | OTH
Rabigh CCPP-Civil _K0006 |  | RFQ-00018 | Ahmed Saleh | MEP (Electro Mechanical) | 2024-07-02 | MEP Installation Work | Approved | 11.18 - Baseline BOQ- Power Block+Balance of Plant-33 42 11 SNT-0032 | Supplying; installing; testing; gravity; PN6 bar; fiberglass-reinforced plastic (GRP) pipes; outer Dia. 500mm; installed under ground; depth range 2m<D≤3m; on sand bedding; for storm network. | MTR | 91 | 91 | 927 | 84357 | OTH | شركة اضواء الخليل للمقاولات | 11.18 - Baseline BOQ- Power Block+Balance of Plant-33 42 11 SNT-0032 | Supplying; installing; testing; gravity; PN6 bar; fiberglass-reinforced plastic (GRP) pipes; outer Dia. 500mm; installed under ground; depth range 2m<D≤3m; on sand bedding; for storm network. | MTR | 91 | 577.53 | 52555.23 | SAR | OTH
Rabigh CCPP-Civil _K0006 |  | RFQ-00018 | Ahmed Saleh | MEP (Electro Mechanical) | 2024-07-02 | MEP Installation Work | Approved | 11.18 - Baseline BOQ- Power Block+Balance of Plant-33 42 11 SNT-0036 | Supplying; installing; testing; gravity; PN6 bar; fiberglass-reinforced plastic (GRP) pipes; outer Dia. 900mm; installed under ground; depth range 2m<D≤3m; on sand bedding; for storm network. | MTR | 145 | 145 | 1544 | 223880 | OTH | شركة اضواء الخليل للمقاولات | 11.18 - Baseline BOQ- Power Block+Balance of Plant-33 42 11 SNT-0036 | Supplying; installing; testing; gravity; PN6 bar; fiberglass-reinforced plastic (GRP) pipes; outer Dia. 900mm; installed under ground; depth range 2m<D≤3m; on sand bedding; for storm network. | MTR | 145 | 962.55 | 139569.75 | SAR | OTH
Rabigh CCPP-Civil _K0006 |  | RFQ-00018 | Ahmed Saleh | MEP (Electro Mechanical) | 2024-07-02 | MEP Installation Work | Approved | 11.18 - Baseline BOQ- Power Block+Balance of Plant-33 31 00 SWNT-0020 | Supplying; installing; testing; gravity; PN6 bar; thermoplastic (UPVC) pipes; outer Dia. 200mm; installed under ground; depth range D≤1m; buried; for sewage network | MTR | 306 | 306 | 332 | 101592 | OTH | شركة اضواء الخليل للمقاولات | 11.18 - Baseline BOQ- Power Block+Balance of Plant-33 31 00 SWNT-0020 | Supplying; installing; testing; gravity; PN6 bar; thermoplastic (UPVC) pipes; outer Dia. 200mm; installed under ground; depth range D≤1m; buried; for sewage network | MTR | 306 | 213.9 | 65453.4 | SAR | OTH
Rabigh CCPP-Civil _K0006 |  | RFQ-00018 | Ahmed Saleh | MEP (Electro Mechanical) | 2024-07-02 | MEP Installation Work | Approved | 11.18 - Baseline BOQ- Power Block+Balance of Plant-33 31 00 SWNT-0021 | Supplying; installing; testing; gravity; PN6 bar; thermoplastic (UPVC) pipes; outer Dia. 250mm; installed under ground; depth range D≤1m; buried; for sewage network | MTR | 204 | 204 | 364 | 74256 | OTH | شركة اضواء الخليل للمقاولات | 11.18 - Baseline BOQ- Power Block+Balance of Plant-33 31 00 SWNT-0021 | Supplying; installing; testing; gravity; PN6 bar; thermoplastic (UPVC) pipes; outer Dia. 250mm; installed under ground; depth range D≤1m; buried; for sewage network | MTR | 204 | 256.68 | 52362.72 | SAR | OTH
Rabigh CCPP-Civil _K0006 |  | RFQ-00018 | Ahmed Saleh | MEP (Electro Mechanical) | 2024-07-02 | MEP Installation Work | Approved | 11.18 - Baseline BOQ- Power Block+Balance of Plant-33 42 11 SNT-0019 | Supplying; installing; testing; gravity; PN6 bar; fiberglass-reinforced plastic (GRP) pipes; outer Dia. 600mm; installed under ground; depth range 1m<D≤2m; buried; for storm network. | MTR | 146 | 146 | 920 | 134320 | SC_Apply | شركة اضواء الخليل للمقاولات | 11.18 - Baseline BOQ- Power Block+Balance of Plant-33 42 11 SNT-0019 | Supplying; installing; testing; gravity; PN6 bar; fiberglass-reinforced plastic (GRP) pipes; outer Dia. 600mm; installed under ground; depth range 1m<D≤2m; buried; for storm network. | MTR | 146 | 962.55 | 140532.3 | SAR | SC_Apply
Rabigh CCPP-Civil _K0006 |  | RFQ-00018 | Ahmed Saleh | MEP (Electro Mechanical) | 2024-07-02 | MEP Installation Work | Approved | 11.18 - Baseline BOQ- Power Block+Balance of Plant-33 42 11 SNT-0046 | Supplying; installing; testing; gravity; PN6 bar; fiberglass-reinforced plastic (GRP) pipes; outer Dia. 800mm; installed under ground; depth range 2m<D≤3m; on sand bedding; for storm network. | MTR | 109 | 109 | 1416 | 154344 | OTH | شركة اضواء الخليل للمقاولات | 11.18 - Baseline BOQ- Power Block+Balance of Plant-33 42 11 SNT-0046 | Supplying; installing; testing; gravity; PN6 bar; fiberglass-reinforced plastic (GRP) pipes; outer Dia. 800mm; installed under ground; depth range 2m<D≤3m; on sand bedding; for storm network. | MTR | 109 | 936.98 | 102130.82 | SAR | OTH
Rabigh CCPP-Civil _K0006 |  | RFQ-00018 | Ahmed Saleh | MEP (Electro Mechanical) | 2024-07-02 | MEP Installation Work | Approved | 11.18 - Baseline BOQ- Power Block+Balance of Plant-33 42 11 SNT-0028 | Supplying; installing; testing; pressurized; PN16 bar; High density polyethylene (HDPE) pipes; outer Dia. 450mm; installed under ground; depth range 1m<D≤2m; buried; for storm network | MTR | 76 | 76 | 557 | 42332 | SC_Apply | شركة اضواء الخليل للمقاولات | 11.18 - Baseline BOQ- Power Block+Balance of Plant-33 42 11 SNT-0028 | Supplying; installing; testing; pressurized; PN16 bar; High density polyethylene (HDPE) pipes; outer Dia. 450mm; installed under ground; depth range 1m<D≤2m; buried; for storm network | MTR | 76 | 611.01 | 46436.76 | SAR | SC_Apply
Rabigh CCPP-Civil _K0006 |  | RFQ-00018 | Ahmed Saleh | MEP (Electro Mechanical) | 2024-07-02 | MEP Installation Work | Approved | 11.18 - Baseline BOQ- Power Block+Balance of Plant-33 31 00 SWNT-0027 | Supplying; installing; testing; gravity; PN6 bar; thermoplastic (UPVC) pipes; outer Dia. 200mm; installed under ground; depth range 2m<D≤3m; on sand bedding; for sewage network. | MTR | 204 | 204 | 437 | 89148 | OTH | شركة اضواء الخليل للمقاولات | 11.18 - Baseline BOQ- Power Block+Balance of Plant-33 31 00 SWNT-0027 | Supplying; installing; testing; gravity; PN6 bar; thermoplastic (UPVC) pipes; outer Dia. 200mm; installed under ground; depth range 2m<D≤3m; on sand bedding; for sewage network. | MTR | 204 | 213.9 | 43635.6 | SAR | OTH
Rabigh CCPP-Civil _K0006 |  | RFQ-00018 | Ahmed Saleh | MEP (Electro Mechanical) | 2024-07-02 | MEP Installation Work | Approved | 11.18 - Baseline BOQ- Power Block+Balance of Plant-33 31 00 SWNT-0028 | Supplying; installing; testing; gravity; PN6 bar; thermoplastic (UPVC) pipes; outer Dia. 250mm; installed under ground; depth range 2m<D≤3m; on sand bedding; for sewage network. | MTR | 204 | 204 | 469 | 95676 | OTH | شركة اضواء الخليل للمقاولات | 11.18 - Baseline BOQ- Power Block+Balance of Plant-33 31 00 SWNT-0028 | Supplying; installing; testing; gravity; PN6 bar; thermoplastic (UPVC) pipes; outer Dia. 250mm; installed under ground; depth range 2m<D≤3m; on sand bedding; for sewage network. | MTR | 204 | 256.68 | 52362.72 | SAR | OTH
Rabigh CCPP-Civil _K0006 |  | RFQ-00018 | Ahmed Saleh | MEP (Electro Mechanical) | 2024-07-02 | MEP Installation Work | Approved | 11.18 - Baseline BOQ- Power Block+Balance of Plant-33 42 11 SNT-0047 | Supplying; installing; testing; pressurized; PN16 bar; High density polyethylene (HDPE) pipes; outer Dia. 450mm; installed under ground; depth range 2m<D≤3m; on sand bedding; for storm network. | MTR | 77 | 77 | 696 | 53592 | OTH | شركة اضواء الخليل للمقاولات | 11.18 - Baseline BOQ- Power Block+Balance of Plant-33 42 11 SNT-0047 | Supplying; installing; testing; pressurized; PN16 bar; High density polyethylene (HDPE) pipes; outer Dia. 450mm; installed under ground; depth range 2m<D≤3m; on sand bedding; for storm network. | MTR | 77 | 648 | 49896 | SAR | OTH
Rabigh CCPP-Civil _K0006 |  | RFQ-00018 | Ahmed Saleh | MEP (Electro Mechanical) | 2024-07-02 | MEP Installation Work | Approved | 11.18 - Baseline BOQ- Power Block+Balance of Plant-33 31 00 SWNT-0015 | Supplying; installing; testing; gravity; PN6 bar; High density polyethylene (HDPE) pipes; outer Dia. 250mm; installed under ground; depth range 1m<D≤2m; buried; for oil network. | ECH | 22 | 22 | 364 | 8008 | OTH | شركة اضواء الخليل للمقاولات | 11.18 - Baseline BOQ- Power Block+Balance of Plant-33 31 00 SWNT-0015 | Supplying; installing; testing; gravity; PN6 bar; High density polyethylene (HDPE) pipes; outer Dia. 250mm; installed under ground; depth range 1m<D≤2m; buried; for oil network. | ECH | 22 | 385.02 | 8470.44 | SAR | OTH
Rabigh CCPP-Civil _K0006 |  | RFQ-00018 | Ahmed Saleh | MEP (Electro Mechanical) | 2024-07-02 | MEP Installation Work | Approved | 11.18 - Baseline BOQ- Power Block+Balance of Plant-33 42 11 SNT-0048 | Supplying; installing; testing; pressurized; PN16 bar; High density polyethylene (HDPE) pipes; outer Dia. 800mm; installed under ground; depth range 2m<D≤3m; on sand bedding; for storm network. | MTR | 499 | 499 | 1136 | 566864 | SC_Apply | شركة اضواء الخليل للمقاولات | 11.18 - Baseline BOQ- Power Block+Balance of Plant-33 42 11 SNT-0048 | Supplying; installing; testing; pressurized; PN16 bar; High density polyethylene (HDPE) pipes; outer Dia. 800mm; installed under ground; depth range 2m<D≤3m; on sand bedding; for storm network. | MTR | 499 | 945 | 471555 | SAR | SC_Apply
Rabigh CCPP-Civil _K0006 |  | RFQ-00018 | Ahmed Saleh | MEP (Electro Mechanical) | 2024-07-02 | MEP Installation Work | Approved | 11.18 - Baseline BOQ- Power Block+Balance of Plant-33 42 11 SNT-0027 | Supplying; installing; testing; pressurized; PN16 bar; High density polyethylene (HDPE) pipes; outer Dia. 300mm; installed under ground; depth range 1m<D≤2m; buried; for storm network | MTR | 153 | 153 | 427 | 65331 | OTH | شركة اضواء الخليل للمقاولات | 11.18 - Baseline BOQ- Power Block+Balance of Plant-33 42 11 SNT-0027 | Supplying; installing; testing; pressurized; PN16 bar; High density polyethylene (HDPE) pipes; outer Dia. 300mm; installed under ground; depth range 1m<D≤2m; buried; for storm network | MTR | 153 | 482.67 | 73848.51 | SAR | OTH
Rabigh CCPP-Civil _K0006 |  | RFQ-00018 | Ahmed Saleh | MEP (Electro Mechanical) | 2024-07-02 | MEP Installation Work | Approved | 11.18 - Baseline BOQ- Power Block+Balance of Plant-33 42 11 SNT-0034 | Supplying; installing; testing; gravity; PN6 bar; fiberglass-reinforced plastic (GRP) pipes; outer Dia. 1000mm; installed under ground; depth range 2m<D≤3m; on sand bedding; for storm network. | MTR | 72.73 | 72.73 | 1673 | 121677.29 | OTH | شركة اضواء الخليل للمقاولات | 11.18 - Baseline BOQ- Power Block+Balance of Plant-33 42 11 SNT-0034 | Supplying; installing; testing; gravity; PN6 bar; fiberglass-reinforced plastic (GRP) pipes; outer Dia. 1000mm; installed under ground; depth range 2m<D≤3m; on sand bedding; for storm network. | MTR | 72.73 | 1219.23 | 88674.6 | SAR | OTH
Rabigh CCPP-Civil _K0006 |  | RFQ-00018 | Ahmed Saleh | MEP (Electro Mechanical) | 2024-07-02 | MEP Installation Work | Approved | 11.18 - Baseline BOQ- Power Block+Balance of Plant-33 31 00 SWNT-0039 | Supplying; installing; testing; pressurized; PN16 bar; High density polyethylene (HDPE) pipes; outer Dia. 150mm; installed under ground; depth range 2m<D≤3m; on sand bedding; for sewage network. | MTR | 102 | 102 | 404 | 41208 | OTH | شركة اضواء الخليل للمقاولات | 11.18 - Baseline BOQ- Power Block+Balance of Plant-33 31 00 SWNT-0039 | Supplying; installing; testing; pressurized; PN16 bar; High density polyethylene (HDPE) pipes; outer Dia. 150mm; installed under ground; depth range 2m<D≤3m; on sand bedding; for sewage network. | MTR | 102 | 290.16 | 29596.32 | SAR | OTH
Rabigh CCPP-Civil _K0006 |  | RFQ-00018 | Ahmed Saleh | MEP (Electro Mechanical) | 2024-07-02 | MEP Installation Work | Approved | 11.18 - Baseline BOQ- Power Block+Balance of Plant-33 42 11 SNT-0020 | Supplying; installing; testing; gravity; PN6 bar; fiberglass-reinforced plastic (GRP) pipes; outer Dia. 700mm; installed under ground; depth range 1m<D≤2m; buried; for storm network. | MTR | 146 | 146 | 1057 | 154322 | OTH | شركة اضواء الخليل للمقاولات | 11.18 - Baseline BOQ- Power Block+Balance of Plant-33 42 11 SNT-0020 | Supplying; installing; testing; gravity; PN6 bar; fiberglass-reinforced plastic (GRP) pipes; outer Dia. 700mm; installed under ground; depth range 1m<D≤2m; buried; for storm network. | MTR | 146 | 1026.72 | 149901.12 | SAR | OTH
Rabigh CCPP-Civil _K0006 |  | RFQ-00018 | Ahmed Saleh | MEP (Electro Mechanical) | 2024-07-02 | MEP Installation Work | Approved | 11.18 - Baseline BOQ- Power Block+Balance of Plant-33 42 11 SNT-0013 | Supplying; installing; testing; gravity; PN6 bar; thermoplastic (UPVC) pipes; outer Dia. 160mm; installed under ground; depth range 1m<D≤2m; buried; for storm network. | MTR | 6885 | 6885 | 229 | 1576665 | OTH | شركة اضواء الخليل للمقاولات | 11.18 - Baseline BOQ- Power Block+Balance of Plant-33 42 11 SNT-0013 | Supplying; installing; testing; gravity; PN6 bar; thermoplastic (UPVC) pipes; outer Dia. 160mm; installed under ground; depth range 1m<D≤2m; buried; for storm network. | MTR | 6885 | 161.82 | 1114130.7 | SAR | OTH
Rabigh CCPP-Civil _K0006 |  | RFQ-00018 | Ahmed Saleh | MEP (Electro Mechanical) | 2024-07-02 | MEP Installation Work | Approved | 11.18 - Baseline BOQ- Power Block+Balance of Plant-33 42 11 SNT-0037 | Supplying; installing; testing; gravity; PN6 bar; fiberglass-reinforced plastic (GRP) pipes; outer Dia. 1200mm; installed under ground; depth range 2m<D≤3m; on sand bedding; for storm network. | MTR | 109.09 | 109.09 | 2203 | 240325.27 | OTH | شركة اضواء الخليل للمقاولات | 11.18 - Baseline BOQ- Power Block+Balance of Plant-33 42 11 SNT-0037 | Supplying; installing; testing; gravity; PN6 bar; fiberglass-reinforced plastic (GRP) pipes; outer Dia. 1200mm; installed under ground; depth range 2m<D≤3m; on sand bedding; for storm network. | MTR | 109.09 | 1283.4 | 140006.11 | SAR | OTH
Rabigh CCPP-Civil _K0006 |  | RFQ-00018 | Ahmed Saleh | MEP (Electro Mechanical) | 2024-07-02 | MEP Installation Work | Approved | 11.18 - Baseline BOQ- Power Block+Balance of Plant-33 42 11 SNT-0016 | Supplying; installing; testing; gravity; PN6 bar; thermoplastic (UPVC) pipes; outer Dia. 315mm; installed under ground; depth range 1m<D≤2m; buried; for storm network. | MTR | 327 | 327 | 320 | 104640 | OTH | شركة اضواء الخليل للمقاولات | 11.18 - Baseline BOQ- Power Block+Balance of Plant-33 42 11 SNT-0016 | Supplying; installing; testing; gravity; PN6 bar; thermoplastic (UPVC) pipes; outer Dia. 315mm; installed under ground; depth range 1m<D≤2m; buried; for storm network. | MTR | 327 | 402.23 | 131529.21 | SAR | OTH
Katameya Creeks |  | RFQ-00080 | Youssef Abd El Kream | MEP (Electro Mechanical) | 2024-08-04 | Wires | Approved | Basement"edit1" | سلك نحاس مصمت مقاس 3 مم اللون أحمر (cu/pvc) جهد (750/450) | ROL | 176 | 80 | 531.24 | 42499.2 | SC_Supply | المتحدة للصناعات - السويدى | Basement"edit1" | سلك نحاس مصمت مقاس 3 مم اللون أحمر (cu/pvc) جهد (750/450) | ROL | 80 | 1735 | 138800 | EGP | SC_Supply
Katameya Creeks |  | RFQ-00080 | Youssef Abd El Kream | MEP (Electro Mechanical) | 2024-08-04 | Wires | Approved | Basement"edit1" | سلك نحاس مصمت مقاس 6 مم اللون أصفر (cu/pvc) جهد (750/450) | ROL | 75 | 12 | 13.68 | 164.16 | SC_Supply | المتحدة للصناعات - السويدى | Basement"edit1" | سلك نحاس مصمت مقاس 6 مم اللون أصفر (cu/pvc) جهد (750/450) | ROL | 12 | 3394 | 40728 | EGP | SC_Supply
Katameya Creeks |  | RFQ-00080 | Youssef Abd El Kream | MEP (Electro Mechanical) | 2024-08-04 | Wires | Approved | Basement"edit1" | سلك نحاس مصمت مقاس 6 مم اللون أزرق (cu/pvc) جهد (750/450) | ROL | 75 | 18 | 13.68 | 246.24 | SC_Supply | المتحدة للصناعات - السويدى | Basement"edit1" | سلك نحاس مصمت مقاس 6 مم اللون أزرق (cu/pvc) جهد (750/450) | ROL | 18 | 3394 | 61092 | EGP | SC_Supply
Katameya Creeks |  | RFQ-00080 | Youssef Abd El Kream | MEP (Electro Mechanical) | 2024-08-04 | Wires | Approved | Basement"edit1" | سلك نحاس مصمت مقاس 6 مم اللون أسود (cu/pvc) جهد (750/450) | ROL | 54 | 12 | 13.68 | 164.16 | SC_Supply | المتحدة للصناعات - السويدى | Basement"edit1" | سلك نحاس مصمت مقاس 6 مم اللون أسود (cu/pvc) جهد (750/450) | ROL | 12 | 3394 | 40728 | EGP | SC_Supply
Katameya Creeks |  | RFQ-00080 | Youssef Abd El Kream | MEP (Electro Mechanical) | 2024-08-04 | Wires | Approved | Basement"edit1" | سلك نحاس مصمت مقاس 6 مم اللون أصفر × أخضر (cu/pvc) جهد (750/450) | ROL | 50 | 10 | 13.68 | 136.8 | SC_Supply | المتحدة للصناعات - السويدى | Basement"edit1" | سلك نحاس مصمت مقاس 6 مم اللون أصفر × أخضر (cu/pvc) جهد (750/450) | ROL | 10 | 3394 | 33940 | EGP | SC_Supply
Qasr Rashwan - Lot B _0208 |  | RFQ-00055 | Mostafa Shourbagi | MEP (Electro Mechanical) | 2024-08-26 | Ductile Iron Materials | Approved | 15.11 - Al Burm-Bill No. 2: New item | new item | ECH | 4 | 4 | 0 | 0 | MAT_Raw | El Tawakol | 15.11 - Al Burm-Bill No. 2: New item | new item | ECH | 4 | 2368 | 9472 | EGP | MAT_Raw
Qasr Rashwan - Lot B _0208 |  | RFQ-00055 | Mostafa Shourbagi | MEP (Electro Mechanical) | 2024-08-26 | Ductile Iron Materials | Approved | 13.11 - Salih Shamatah-Bill No.2: New item | new item | ECH | 8 | 8 | 0 | 0 | MAT_Raw | El Tawakol | 13.11 - Salih Shamatah-Bill No.2: New item | new item | ECH | 8 | 1517 | 12136 | EGP | MAT_Raw
Qasr Rashwan - Lot B _0208 |  | RFQ-00055 | Mostafa Shourbagi | MEP (Electro Mechanical) | 2024-08-26 | Ductile Iron Materials | Approved | 13.11 - Salih Shamatah-Bill No.2: New item | new item | ECH | 9 | 9 | 0 | 0 | MAT_Raw | El Tawakol | 13.11 - Salih Shamatah-Bill No.2: New item | new item | ECH | 9 | 1665 | 14985 | EGP | MAT_Raw
Qasr Rashwan - Lot B _0208 |  | RFQ-00055 | Mostafa Shourbagi | MEP (Electro Mechanical) | 2024-08-26 | Ductile Iron Materials | Approved | 12.11 - Suleiman Tadrus-Bill No.2: New item | new item | ECH | 4 | 4 | 0 | 0 | MAT_Raw | El Tawakol | 12.11 - Suleiman Tadrus-Bill No.2: New item | new item | ECH | 4 | 1517 | 6068 | EGP | MAT_Raw
Qasr Rashwan - Lot B _0208 |  | RFQ-00055 | Mostafa Shourbagi | MEP (Electro Mechanical) | 2024-08-26 | Ductile Iron Materials | Approved | 12.11 - Suleiman Tadrus-Bill No.2: New item | new item | ECH | 11 | 11 | 0 | 0 | MAT_Raw | El Tawakol | 12.11 - Suleiman Tadrus-Bill No.2: New item | new item | ECH | 11 | 2738 | 30118 | EGP | MAT_Raw
Qasr Rashwan - Lot B _0208 |  | RFQ-00055 | Mostafa Shourbagi | MEP (Electro Mechanical) | 2024-08-26 | Ductile Iron Materials | Approved | 12.11 - Suleiman Tadrus-Bill No.2: New item | new item | ECH | 4 | 4 | 0 | 0 | MAT_Raw | El Tawakol | 12.11 - Suleiman Tadrus-Bill No.2: New item | new item | ECH | 4 | 1665 | 6660 | EGP | MAT_Raw
Qasr Rashwan - Lot B _0208 |  | RFQ-00055 | Mostafa Shourbagi | MEP (Electro Mechanical) | 2024-08-26 | Ductile Iron Materials | Approved | 12.11 - Suleiman Tadrus-Bill No.2: New item | new item | ECH | 11 | 11 | 0 | 0 | MAT_Raw | El Tawakol | 12.11 - Suleiman Tadrus-Bill No.2: New item | new item | ECH | 11 | 3182 | 35002 | EGP | MAT_Raw
Qasr Rashwan - Lot B _0208 |  | RFQ-00055 | Mostafa Shourbagi | MEP (Electro Mechanical) | 2024-08-26 | Ductile Iron Materials | Approved | 11.11 - Abd Al Rahman Ibrahim-Bill No.2: New item | new item | ECH | 2 | 2 | 0 | 0 | MAT_Raw | El Tawakol | 11.11 - Abd Al Rahman Ibrahim-Bill No.2: New item | new item | ECH | 2 | 1517 | 3034 | EGP | MAT_Raw
Qasr Rashwan - Lot B _0208 |  | RFQ-00055 | Mostafa Shourbagi | MEP (Electro Mechanical) | 2024-08-26 | Ductile Iron Materials | Approved | 11.11 - Abd Al Rahman Ibrahim-Bill No.2: New item | new item | ECH | 2 | 2 | 0 | 0 | MAT_Raw | El Tawakol | 11.11 - Abd Al Rahman Ibrahim-Bill No.2: New item | new item | ECH | 2 | 2738 | 5476 | EGP | MAT_Raw
Qasr Rashwan - Lot B _0208 |  | RFQ-00055 | Mostafa Shourbagi | MEP (Electro Mechanical) | 2024-08-26 | Ductile Iron Materials | Approved | 11.11 - Abd Al Rahman Ibrahim-Bill No.2: New item | new item | ECH | 14 | 14 | 0 | 0 | MAT_Raw | El Tawakol | 11.11 - Abd Al Rahman Ibrahim-Bill No.2: New item | new item | ECH | 14 | 3330 | 46620 | EGP | MAT_Raw
Qasr Rashwan - Lot B _0208 |  | RFQ-00055 | Mostafa Shourbagi | MEP (Electro Mechanical) | 2024-08-26 | Ductile Iron Materials | Approved | 11.11 - Abd Al Rahman Ibrahim-Bill No.2: New item | new item | ECH | 2 | 2 | 0 | 0 | MAT_Raw | El Tawakol | 11.11 - Abd Al Rahman Ibrahim-Bill No.2: New item | new item | ECH | 2 | 1665 | 3330 | EGP | MAT_Raw
Qasr Rashwan - Lot B _0208 |  | RFQ-00055 | Mostafa Shourbagi | MEP (Electro Mechanical) | 2024-08-26 | Ductile Iron Materials | Approved | 11.11 - Abd Al Rahman Ibrahim-Bill No.2: New item | new item | ECH | 3 | 3 | 0 | 0 | MAT_Raw | El Tawakol | 11.11 - Abd Al Rahman Ibrahim-Bill No.2: New item | new item | ECH | 3 | 3182 | 9546 | EGP | MAT_Raw
Qasr Rashwan - Lot B _0208 |  | RFQ-00055 | Mostafa Shourbagi | MEP (Electro Mechanical) | 2024-08-26 | Ductile Iron Materials | Approved | 11.11 - Abd Al Rahman Ibrahim-Bill No.2: New item | new item | ECH | 15 | 15 | 0 | 0 | MAT_Raw | El Tawakol | 11.11 - Abd Al Rahman Ibrahim-Bill No.2: New item | new item | ECH | 15 | 3848 | 57720 | EGP | MAT_Raw
Qasr Rashwan - Lot B _0208 |  | RFQ-00055 | Mostafa Shourbagi | MEP (Electro Mechanical) | 2024-08-26 | Ductile Iron Materials | Approved | 11.11 - Abd Al Rahman Ibrahim-Bill No.2: New item | new item | ECH | 1 | 1 | 0 | 0 | MAT_Raw | El Tawakol | 11.11 - Abd Al Rahman Ibrahim-Bill No.2: New item | new item | ECH | 1 | 8806 | 8806 | EGP | MAT_Raw
Qasr Rashwan - Lot B _0208 |  | RFQ-00055 | Mostafa Shourbagi | MEP (Electro Mechanical) | 2024-08-26 | Ductile Iron Materials | Approved | 10.11 - Abd Al Azeem Al Sofy -Bill No.2: New item | new item | ECH | 1 | 1 | 0 | 0 | MAT_Raw | El Tawakol | 10.11 - Abd Al Azeem Al Sofy -Bill No.2: New item | new item | ECH | 1 | 10952 | 10952 | EGP | MAT_Raw
Qasr Rashwan - Lot B _0208 |  | RFQ-00055 | Mostafa Shourbagi | MEP (Electro Mechanical) | 2024-08-26 | Ductile Iron Materials | Approved | 14.11 - Abou Hussein-BILL NO.2 : New item | new item | ECH | 1 | 1 | 0 | 0 | MAT_Raw | El Tawakol | 14.11 - Abou Hussein-BILL NO.2 : New item | new item | ECH | 1 | 2035 | 2035 | EGP | MAT_Raw
Qasr Rashwan - Lot B _0208 |  | RFQ-00055 | Mostafa Shourbagi | MEP (Electro Mechanical) | 2024-08-26 | Ductile Iron Materials | Approved | 14.11 - Abou Hussein-BILL NO.2 : New item | new item | ECH | 1 | 1 | 0 | 0 | MAT_Raw | El Tawakol | 14.11 - Abou Hussein-BILL NO.2 : New item | new item | ECH | 1 | 3404 | 3404 | EGP | MAT_Raw
Qasr Rashwan - Lot B _0208 |  | RFQ-00055 | Mostafa Shourbagi | MEP (Electro Mechanical) | 2024-08-26 | Ductile Iron Materials | Approved | 15.11 - Al Burm-Bill No. 2: New item | new item | ECH | 1 | 1 | 0 | 0 | MAT_Raw | El Tawakol | 15.11 - Al Burm-Bill No. 2: New item | new item | ECH | 1 | 5624 | 5624 | EGP | MAT_Raw
Qasr Rashwan - Lot B _0208 |  | RFQ-00055 | Mostafa Shourbagi | MEP (Electro Mechanical) | 2024-08-26 | Ductile Iron Materials | Approved | 13.11 - Salih Shamatah-Bill No.2: New item | new item | ECH | 1 | 1 | 0 | 0 | MAT_Raw | El Tawakol | 13.11 - Salih Shamatah-Bill No.2: New item | new item | ECH | 1 | 3404 | 3404 | EGP | MAT_Raw
Qasr Rashwan - Lot B _0208 |  | RFQ-00055 | Mostafa Shourbagi | MEP (Electro Mechanical) | 2024-08-26 | Ductile Iron Materials | Approved | 12.11 - Suleiman Tadrus-Bill No.2: New item | new item | ECH | 1 | 1 | 0 | 0 | MAT_Raw | El Tawakol | 12.11 - Suleiman Tadrus-Bill No.2: New item | new item | ECH | 1 | 7252 | 7252 | EGP | MAT_Raw
Qasr Rashwan - Lot B _0208 |  | RFQ-00055 | Mostafa Shourbagi | MEP (Electro Mechanical) | 2024-08-26 | Ductile Iron Materials | Approved | 10.11 - Abd Al Azeem Al Sofy -Bill No.2: Force Main Pipeline-2.5.3-c | Flange socket with puddle flanged pieces 250mm | ECH | 2 | 2 | 8100 | 16200 | MAT_Raw | El Tawakol | 10.11 - Abd Al Azeem Al Sofy -Bill No.2: Force Main Pipeline-2.5.3-c | Flange socket with puddle flanged pieces 250mm | ECH | 2 | 7900 | 15800 | EGP | MAT_Raw
Qasr Rashwan - Lot B _0208 |  | RFQ-00055 | Mostafa Shourbagi | MEP (Electro Mechanical) | 2024-08-26 | Ductile Iron Materials | Approved | 15.11 - Al Burm-Bill No. 2: Force Main Pipeline-2.3.3-a | Flange socket with puddle flanged pieces 250mm | ECH | 4 | 4 | 8100 | 32400 | MAT_Raw | El Tawakol | 15.11 - Al Burm-Bill No. 2: Force Main Pipeline-2.3.3-a | Flange socket with puddle flanged pieces 250mm | ECH | 4 | 7900 | 31600 | EGP | MAT_Raw
Qasr Rashwan - Lot B _0208 |  | RFQ-00055 | Mostafa Shourbagi | MEP (Electro Mechanical) | 2024-08-26 | Ductile Iron Materials | Approved | 10.11 - Abd Al Azeem Al Sofy -Bill No.2: Force Main Pipeline-2.3.3-c | Flange socket with puddle flanged pieces 250mm | ECH | 2 | 2 | 8100 | 16200 | MAT_Raw | El Tawakol | 10.11 - Abd Al Azeem Al Sofy -Bill No.2: Force Main Pipeline-2.3.3-c | Flange socket with puddle flanged pieces 250mm | ECH | 2 | 7900 | 15800 | EGP | MAT_Raw
Damietta Container Terminal-Infra & Bldgs _0216 |  | RFQ-00014 | Ahmed Adel | MEP (Electro Mechanical) | 2024-08-26 | UPVC Conduits | Approved | 10.12 - Infrastructure Package - 6_Cable Conduit-02550- 6.2.1 | Cable Conduit DN 160 | ECH | 139000 | 125004 | 1.25 | 156255 | MAT_Misc | Techno Gulf | 10.12 - Infrastructure Package - 6_Cable Conduit-02550- 6.2.1 | Cable Conduit DN 160 | ECH | 125004 | 0.58 | 72502.32 | USD | MAT_Misc
Damietta Container Terminal-Infra & Bldgs _0216 |  | RFQ-00014 | Ahmed Adel | MEP (Electro Mechanical) | 2024-08-26 | UPVC Conduits | Approved | 10.12 - Infrastructure Package - 6_Cable Conduit-02550- 6.2.1 | Cable Conduit DN 160 | ECH | 139000 | 125004 | 9.6 | 1200038.4 | MAT_Raw | Techno Gulf | 10.12 - Infrastructure Package - 6_Cable Conduit-02550- 6.2.1 | Cable Conduit DN 160 | ECH | 125004 | 4.13 | 516266.52 | USD | MAT_Raw
Damietta Container Terminal-Infra & Bldgs _0216 |  | RFQ-00014 | Ahmed Adel | MEP (Electro Mechanical) | 2024-08-26 | UPVC Conduits | Approved | 10.12 - Infrastructure Package - 6_Cable Conduit-02550- 6.2.2 | Cable Conduit DN 60 | ECH | 8250 | 8250 | 0.32 | 2640 | MAT_Misc | Techno Gulf | 10.12 - Infrastructure Package - 6_Cable Conduit-02550- 6.2.2 | Cable Conduit DN 60 | ECH | 8250 | 0.58 | 4785 | USD | MAT_Misc
Damietta Container Terminal-Infra & Bldgs _0216 |  | RFQ-00014 | Ahmed Adel | MEP (Electro Mechanical) | 2024-08-26 | UPVC Conduits | Approved | 10.12 - Infrastructure Package - 6_Cable Conduit-02550- 6.2.2 | Cable Conduit DN 60 | ECH | 8250 | 8250 | 2.3 | 18975 | MAT_Raw | Techno Gulf | 10.12 - Infrastructure Package - 6_Cable Conduit-02550- 6.2.2 | Cable Conduit DN 60 | ECH | 8250 | 0.84 | 6930 | USD | MAT_Raw
Damietta Container Terminal-Infra & Bldgs _0216 |  | RFQ-00014 | Ahmed Adel | MEP (Electro Mechanical) | 2024-08-26 | UPVC Conduits | Approved | 10.12 - Infrastructure Package - 6_Cable Conduit-02550- 6.2.5 | Cable Conduit DN 110 | ECH | 84800 | 80004 | 1.15 | 92004.6 | MAT_Misc | Techno Gulf | 10.12 - Infrastructure Package - 6_Cable Conduit-02550- 6.2.5 | Cable Conduit DN 110 | ECH | 80004 | 0.67 | 53602.68 | USD | MAT_Misc
Damietta Container Terminal-Infra & Bldgs _0216 |  | RFQ-00014 | Ahmed Adel | MEP (Electro Mechanical) | 2024-08-26 | UPVC Conduits | Approved | 10.12 - Infrastructure Package - 6_Cable Conduit-02550- 6.2.5 | Cable Conduit DN 110 | ECH | 84800 | 80004 | 5.53 | 442422.12 | MAT_Raw | Techno Gulf | 10.12 - Infrastructure Package - 6_Cable Conduit-02550- 6.2.5 | Cable Conduit DN 110 | ECH | 80004 | 2.19 | 175208.76 | USD | MAT_Raw
Mivida BP#189 |  | RFQ-00123 | Mostafa Shourbagi | MEP (Electro Mechanical) | 2024-08-26 | Water Proof Back Boxes | Approved | 162600.POs | P.R. 98103 → Water Proof Backboxes | LS | 1 | 1 | 86202.53 | 86202.53 | SC_Supply | EL Rehab | 162600.POs | P.R. 98103 → Water Proof Backboxes | LS | 1 | 9287.18 | 9287.18 | EGP | SC_Supply
Mivida BP#189 |  | RFQ-00124 | Mostafa Shourbagi | MEP (Electro Mechanical) | 2024-08-26 | Trays & Trunk & Fittings | Approved | 162600.POs | P.R. 87866→ Cable Tray & Accessories | LS | 1 | 1 | 19319.3 | 19319.3 | SC_Supply | El Sewedy Trading | 162600.POs | P.R. 87866→ Cable Tray & Accessories | LS | 1 | 397267.87 | 397267.87 | EGP | SC_Supply
Mivida BP#189 |  | RFQ-00126 | Mostafa Shourbagi | MEP (Electro Mechanical) | 2024-08-26 | Cable Ladders & Fittings | Approved | 162600.POs | P.R. 91722 → Cable Tray & Accessories | LS | 1 | 1 | 19319.3 | 19319.3 | SC_Supply | El Sewedy Trading | 162600.POs | P.R. 91722 → Cable Tray & Accessories | LS | 1 | 70537.29 | 70537.29 | EGP | SC_Supply
Mivida BP#189 |  | RFQ-00127 | Mostafa Shourbagi | MEP (Electro Mechanical) | 2024-08-26 | Trunk & Fittings | Approved | 162600.POs | P.R. 91722 → Cable Tray & Accessories | LS | 1 | 1 | 19319.3 | 19319.3 | SC_Supply | El Sewedy Trading | 162600.POs | P.R. 91722 → Cable Tray & Accessories | LS | 1 | 97732.31 | 97732.31 | EGP | SC_Supply
Mivida BP#189 |  | RFQ-00125 | Mostafa Shourbagi | MEP (Electro Mechanical) | 2024-08-26 | Cable Ladders & Fittings | Approved | 162600.POs | P.R. 91715 → Cable Tray & Accessories | LS | 1 | 1 | 38638.61 | 38638.61 | SC_Supply | El Sewedy Trading | 162600.POs | P.R. 91715 → Cable Tray & Accessories | LS | 1 | 97053.42 | 97053.42 | EGP | SC_Supply
Qasr Rashwan Lot A _0207 |  | RFQ-00051 | Ahmed Sameh | MEP (Electro Mechanical) | 2024-08-19 | supply of wiring devices | Approved | 10.14 - Saad Al Rouby-Main Pump Station NO. 3.2-3.2.3-c | One Way, Two-gang Lighting Switch 10A. | NO | 1 | 1 | 233.75 | 233.75 | MAT_Raw | Mega Electric | 10.14 - Saad Al Rouby-Main Pump Station NO. 3.2-3.2.3-c | One Way, Two-gang Lighting Switch 10A. | NO | 1 | 9.41 | 9.41 | EUR | MAT_Raw
Qasr Rashwan Lot A _0207 |  | RFQ-00051 | Ahmed Sameh | MEP (Electro Mechanical) | 2024-08-19 | supply of wiring devices | Approved | 14.13 - Albersly & Iz.Alasfar-Main Pump Station NO. 3.2-3.2.4-c | Industrial Three Phase Switched Socket 380v, 32A, 4-pin Type Complete With Earthing Contact And Plug, Totally Enclosed (IP54). | NO | 1 | 1 | 3631.25 | 3631.25 | MAT_Raw | Mega Electric | 14.13 - Albersly & Iz.Alasfar-Main Pump Station NO. 3.2-3.2.4-c | Industrial Three Phase Switched Socket 380v, 32A, 4-pin Type Complete With Earthing Contact And Plug, Totally Enclosed (IP54). | NO | 1 | 35.89 | 35.89 | EUR | MAT_Raw
Qasr Rashwan Lot A _0207 |  | RFQ-00051 | Ahmed Sameh | MEP (Electro Mechanical) | 2024-08-19 | supply of wiring devices | Approved | 11.23 - Murad Al Gendy W Al Sanahra-Admin Building NO. 6.3 -6.3.4-a | Single Phase Switched Socket 220v, 16A, 2-pin Type Complete With Earthing Contact. | NO | 3 | 3 | 273.75 | 821.25 | MAT_Raw | Mega Electric | 11.23 - Murad Al Gendy W Al Sanahra-Admin Building NO. 6.3 -6.3.4-a | Single Phase Switched Socket 220v, 16A, 2-pin Type Complete With Earthing Contact. | NO | 3 | 8.72 | 26.16 | EUR | MAT_Raw
Qasr Rashwan Lot A _0207 |  | RFQ-00051 | Ahmed Sameh | MEP (Electro Mechanical) | 2024-08-19 | supply of wiring devices | Approved | 13.23 - Khulusi-Admin Building NO. 6.3 -6.3.4-b | Single Phase Switched waterproof Socket, 220V, 16A, 3 Pin Complete With Cover (IP55) | NO | 1 | 1 | 312.5 | 312.5 | MAT_Raw | Mega Electric | 13.23 - Khulusi-Admin Building NO. 6.3 -6.3.4-b | Single Phase Switched waterproof Socket, 220V, 16A, 3 Pin Complete With Cover (IP55) | NO | 1 | 11.05 | 11.05 | EUR | MAT_Raw
Qasr Rashwan Lot A _0207 |  | RFQ-00051 | Ahmed Sameh | MEP (Electro Mechanical) | 2024-08-19 | supply of wiring devices | Approved | 11.13 - Murad Al Gendy W Al Sanahra-Main Pump Station NO. 3.2-3.2.3-a | One Way, One-gang Lighting Switch 10A. | NO | 1 | 1 | 176.25 | 176.25 | MAT_Raw | Mega Electric | 11.13 - Murad Al Gendy W Al Sanahra-Main Pump Station NO. 3.2-3.2.3-a | One Way, One-gang Lighting Switch 10A. | NO | 1 | 7.08 | 7.08 | EUR | MAT_Raw
Qasr Rashwan Lot A _0207 |  | RFQ-00051 | Ahmed Sameh | MEP (Electro Mechanical) | 2024-08-19 | supply of wiring devices | Approved | 10.14 - Saad Al Rouby-Main Pump Station NO. 3.2-3.2.4-b | Industrial Single Phase Switched Power Socket 220v, 25A, 2-pin Type Complete With Earthing Contact And Cover. | NO | 1 | 1 | 3023.75 | 3023.75 | MAT_Raw | Mega Electric | 10.14 - Saad Al Rouby-Main Pump Station NO. 3.2-3.2.4-b | Industrial Single Phase Switched Power Socket 220v, 25A, 2-pin Type Complete With Earthing Contact And Cover. | NO | 1 | 16.61 | 16.61 | EUR | MAT_Raw
Qasr Rashwan Lot A _0207 |  | RFQ-00051 | Ahmed Sameh | MEP (Electro Mechanical) | 2024-08-19 | supply of wiring devices | Approved | 12.35 - Mansheya Fanous-S.PS Guard room NO. 11.3-11.3.4-b | Single Phase Switched waterproof Socket, 220V, 16A, 3 Pin Complete With Cover (IP55) | NO | 1 | 1 | 312.5 | 312.5 | MAT_Raw | Mega Electric | 12.35 - Mansheya Fanous-S.PS Guard room NO. 11.3-11.3.4-b | Single Phase Switched waterproof Socket, 220V, 16A, 3 Pin Complete With Cover (IP55) | NO | 1 | 11.05 | 11.05 | EUR | MAT_Raw
Qasr Rashwan Lot A _0207 |  | RFQ-00051 | Ahmed Sameh | MEP (Electro Mechanical) | 2024-08-19 | supply of wiring devices | Approved | 12.19 - Mansheya Fanous-M.PS Guard room NO. 4.3-4.3.4-a | Single Phase Switched Socket 220v, 16A, 2-pin Type Complete With Earthing Contact. | NO | 3 | 3 | 273.75 | 821.25 | MAT_Raw | Mega Electric | 12.19 - Mansheya Fanous-M.PS Guard room NO. 4.3-4.3.4-a | Single Phase Switched Socket 220v, 16A, 2-pin Type Complete With Earthing Contact. | NO | 3 | 8.72 | 26.16 | EUR | MAT_Raw
Qasr Rashwan Lot A _0207 |  | RFQ-00051 | Ahmed Sameh | MEP (Electro Mechanical) | 2024-08-19 | supply of wiring devices | Approved | 12.24 - Mansheya Fanous-M.PS Admin Building NO. 6.3-6.3.4-a | Single Phase Switched Socket 220v, 16A, 2-pin Type Complete With Earthing Contact. | NO | 3 | 3 | 273.75 | 821.25 | MAT_Raw | Mega Electric | 12.24 - Mansheya Fanous-M.PS Admin Building NO. 6.3-6.3.4-a | Single Phase Switched Socket 220v, 16A, 2-pin Type Complete With Earthing Contact. | NO | 3 | 8.72 | 26.16 | EUR | MAT_Raw
Qasr Rashwan Lot A _0207 |  | RFQ-00051 | Ahmed Sameh | MEP (Electro Mechanical) | 2024-08-19 | supply of wiring devices | Approved | 11.20 - Murad Al Gendy W Al Sanahra-Store NO. 5.2-5.2.4-a | Single Phase Switched Socket 220v, 16A, 2-pin Type Complete With Earthing Contact. | NO | 3 | 3 | 273.75 | 821.25 | MAT_Raw | Mega Electric | 11.20 - Murad Al Gendy W Al Sanahra-Store NO. 5.2-5.2.4-a | Single Phase Switched Socket 220v, 16A, 2-pin Type Complete With Earthing Contact. | NO | 3 | 8.72 | 26.16 | EUR | MAT_Raw
Qasr Rashwan Lot A _0207 |  | RFQ-00051 | Ahmed Sameh | MEP (Electro Mechanical) | 2024-08-19 | supply of wiring devices | Approved | 11.23 - Murad Al Gendy W Al Sanahra-Admin Building NO. 6.3 -6.3.4-b | Single Phase Switched waterproof Socket, 220V, 16A, 3 Pin Complete With Cover (IP55) | NO | 1 | 1 | 312.5 | 312.5 | MAT_Raw | Mega Electric | 11.23 - Murad Al Gendy W Al Sanahra-Admin Building NO. 6.3 -6.3.4-b | Single Phase Switched waterproof Socket, 220V, 16A, 3 Pin Complete With Cover (IP55) | NO | 1 | 11.05 | 11.05 | EUR | MAT_Raw
Qasr Rashwan Lot A _0207 |  | RFQ-00051 | Ahmed Sameh | MEP (Electro Mechanical) | 2024-08-19 | supply of wiring devices | Approved | 14.13 - Albersly & Iz.Alasfar-Main Pump Station NO. 3.2-3.2.4-b | Industrial Single Phase Switched Power Socket 220v, 25A, 2-pin Type Complete With Earthing Contact And Cover. | NO | 1 | 1 | 3023.75 | 3023.75 | MAT_Raw | Mega Electric | 14.13 - Albersly & Iz.Alasfar-Main Pump Station NO. 3.2-3.2.4-b | Industrial Single Phase Switched Power Socket 220v, 25A, 2-pin Type Complete With Earthing Contact And Cover. | NO | 1 | 16.61 | 16.61 | EUR | MAT_Raw
Qasr Rashwan Lot A _0207 |  | RFQ-00051 | Ahmed Sameh | MEP (Electro Mechanical) | 2024-08-19 | supply of wiring devices | Approved | 11.25 - Murad Al Gendy W Al Sanahra-Generator Shed 7.2-7.2.3-a | One Way, One-gang Lighting Switch 10A. | NO | 1 | 1 | 176.25 | 176.25 | MAT_Raw | Mega Electric | 11.25 - Murad Al Gendy W Al Sanahra-Generator Shed 7.2-7.2.3-a | One Way, One-gang Lighting Switch 10A. | NO | 1 | 7.08 | 7.08 | EUR | MAT_Raw
Qasr Rashwan Lot A _0207 |  | RFQ-00051 | Ahmed Sameh | MEP (Electro Mechanical) | 2024-08-19 | supply of wiring devices | Approved | 13.18 - Khulusi-Guard room NO. 4.3-4.3.4-b | Single Phase Switched waterproof Socket, 220V, 16A, 3 Pin Complete With Cover (IP55) | NO | 1 | 1 | 312.5 | 312.5 | MAT_Raw | Mega Electric | 13.18 - Khulusi-Guard room NO. 4.3-4.3.4-b | Single Phase Switched waterproof Socket, 220V, 16A, 3 Pin Complete With Cover (IP55) | NO | 1 | 11.05 | 11.05 | EUR | MAT_Raw
Qasr Rashwan Lot A _0207 |  | RFQ-00051 | Ahmed Sameh | MEP (Electro Mechanical) | 2024-08-19 | supply of wiring devices | Approved | 12.30 - Mansheya Fanous-SEC. Pump Station NO. 10.2-10.2.4-b | Industrial Single Phase Switched Power Socket 220v, 25A, 2-pin Type Complete With Earthing Contact And Cover. | NO | 1 | 1 | 3023.75 | 3023.75 | MAT_Raw | Mega Electric | 12.30 - Mansheya Fanous-SEC. Pump Station NO. 10.2-10.2.4-b | Industrial Single Phase Switched Power Socket 220v, 25A, 2-pin Type Complete With Earthing Contact And Cover. | NO | 1 | 16.61 | 16.61 | EUR | MAT_Raw
Qasr Rashwan Lot A _0207 |  | RFQ-00051 | Ahmed Sameh | MEP (Electro Mechanical) | 2024-08-19 | supply of wiring devices | Approved | 12.30 - Mansheya Fanous-SEC. Pump Station NO. 10.2-10.2.4-a | Single Phase Switched Socket 220v, 16A, 2-pin Type Complete With Earthing Contact. | NO | 2 | 2 | 273.75 | 547.5 | MAT_Raw | Mega Electric | 12.30 - Mansheya Fanous-SEC. Pump Station NO. 10.2-10.2.4-a | Single Phase Switched Socket 220v, 16A, 2-pin Type Complete With Earthing Contact. | NO | 2 | 8.72 | 17.44 | EUR | MAT_Raw
Qasr Rashwan Lot A _0207 |  | RFQ-00051 | Ahmed Sameh | MEP (Electro Mechanical) | 2024-08-19 | supply of wiring devices | Approved | 14.13 - Albersly & Iz.Alasfar-Main Pump Station NO. 3.2-3.2.4-a | Single Phase Switched Socket 220v, 16A, 2-pin Type Complete With Earthing Contact. | NO | 2 | 2 | 273.75 | 547.5 | MAT_Raw | Mega Electric | 14.13 - Albersly & Iz.Alasfar-Main Pump Station NO. 3.2-3.2.4-a | Single Phase Switched Socket 220v, 16A, 2-pin Type Complete With Earthing Contact. | NO | 2 | 8.72 | 17.44 | EUR | MAT_Raw
Qasr Rashwan Lot A _0207 |  | RFQ-00051 | Ahmed Sameh | MEP (Electro Mechanical) | 2024-08-19 | supply of wiring devices | Approved | 10.19 - Saad Al Rouby-Guard room NO. 4.3-4.3.4-b | Single Phase Switched waterproof Socket, 220V, 16A, 3 Pin Complete With Cover (IP55) | NO | 1 | 1 | 312.5 | 312.5 | MAT_Raw | Mega Electric | 10.19 - Saad Al Rouby-Guard room NO. 4.3-4.3.4-b | Single Phase Switched waterproof Socket, 220V, 16A, 3 Pin Complete With Cover (IP55) | NO | 1 | 11.05 | 11.05 | EUR | MAT_Raw
Qasr Rashwan Lot A _0207 |  | RFQ-00051 | Ahmed Sameh | MEP (Electro Mechanical) | 2024-08-19 | supply of wiring devices | Approved | 13.13 - Khulusi-Main Pump Station NO. 3.2-3.2.3-b | Ditto As Above Item, But Of Weatherproof Type. | NO | 1 | 1 | 250 | 250 | MAT_Raw | Mega Electric | 13.13 - Khulusi-Main Pump Station NO. 3.2-3.2.3-b | Ditto As Above Item, But Of Weatherproof Type. | NO | 1 | 10.13 | 10.13 | EUR | MAT_Raw
Qasr Rashwan Lot A _0207 |  | RFQ-00051 | Ahmed Sameh | MEP (Electro Mechanical) | 2024-08-19 | supply of wiring devices | Approved | 12.19 - Mansheya Fanous-M.PS Guard room NO. 4.3-4.3.3-a | One Way, Two-gang Lighting Switch 10A. | NO | 2 | 2 | 233.75 | 467.5 | MAT_Raw | Mega Electric | 12.19 - Mansheya Fanous-M.PS Guard room NO. 4.3-4.3.3-a | One Way, Two-gang Lighting Switch 10A. | NO | 2 | 9.41 | 18.82 | EUR | MAT_Raw
Qasr Rashwan Lot A _0207 |  | RFQ-00051 | Ahmed Sameh | MEP (Electro Mechanical) | 2024-08-19 | supply of wiring devices | Approved | 12.24 - Mansheya Fanous-M.PS Admin Building NO. 6.3-6.3.4-b | Single Phase Switched waterproof Socket, 220V, 16A, 3 Pin Complete With Cover (IP55) | NO | 1 | 1 | 312.5 | 312.5 | MAT_Raw | Mega Electric | 12.24 - Mansheya Fanous-M.PS Admin Building NO. 6.3-6.3.4-b | Single Phase Switched waterproof Socket, 220V, 16A, 3 Pin Complete With Cover (IP55) | NO | 1 | 11.05 | 11.05 | EUR | MAT_Raw
Qasr Rashwan Lot A _0207 |  | RFQ-00051 | Ahmed Sameh | MEP (Electro Mechanical) | 2024-08-19 | supply of wiring devices | Approved | 12.14 - Mansheya Fanous-Main Pump Station NO. 3.2-3.2.4-a | Single Phase Switched Socket 220v, 16A, 2-pin Type Complete With Earthing Contact. | NO | 3 | 3 | 273.75 | 821.25 | MAT_Raw | Mega Electric | 12.14 - Mansheya Fanous-Main Pump Station NO. 3.2-3.2.4-a | Single Phase Switched Socket 220v, 16A, 2-pin Type Complete With Earthing Contact. | NO | 3 | 8.72 | 26.16 | EUR | MAT_Raw
Qasr Rashwan Lot A _0207 |  | RFQ-00051 | Ahmed Sameh | MEP (Electro Mechanical) | 2024-08-19 | supply of wiring devices | Approved | 14.18 - Albersly & Iz.Alasfar-Guard room NO. 4.3-4.3.3-a | One Way, Two-gang Lighting Switch 10A. | NO | 2 | 2 | 233.75 | 467.5 | MAT_Raw | Mega Electric | 14.18 - Albersly & Iz.Alasfar-Guard room NO. 4.3-4.3.3-a | One Way, Two-gang Lighting Switch 10A. | NO | 2 | 9.41 | 18.82 | EUR | MAT_Raw
Qasr Rashwan Lot A _0207 |  | RFQ-00051 | Ahmed Sameh | MEP (Electro Mechanical) | 2024-08-19 | supply of wiring devices | Approved | 10.14 - Saad Al Rouby-Main Pump Station NO. 3.2-3.2.4-c | Industrial Three Phase Switched Socket 380v, 32A, 4-pin Type Complete With Earthing Contact And Plug, Totally Enclosed (IP54). | NO | 1 | 1 | 3631.25 | 3631.25 | MAT_Raw | Mega Electric | 10.14 - Saad Al Rouby-Main Pump Station NO. 3.2-3.2.4-c | Industrial Three Phase Switched Socket 380v, 32A, 4-pin Type Complete With Earthing Contact And Plug, Totally Enclosed (IP54). | NO | 1 | 35.89 | 35.89 | EUR | MAT_Raw
Qasr Rashwan Lot A _0207 |  | RFQ-00051 | Ahmed Sameh | MEP (Electro Mechanical) | 2024-08-19 | supply of wiring devices | Approved | 12.30 - Mansheya Fanous-SEC. Pump Station NO. 10.2-10.2.3-c | One Way, Two-gang Lighting Switch 10A. | NO | 1 | 1 | 233.75 | 233.75 | MAT_Raw | Mega Electric | 12.30 - Mansheya Fanous-SEC. Pump Station NO. 10.2-10.2.3-c | One Way, Two-gang Lighting Switch 10A. | NO | 1 | 9.41 | 9.41 | EUR | MAT_Raw
Qasr Rashwan Lot A _0207 |  | RFQ-00051 | Ahmed Sameh | MEP (Electro Mechanical) | 2024-08-19 | supply of wiring devices | Approved | 13.23 - Khulusi-Admin Building NO. 6.3 -6.3.3-a | One Way, Two-gang Lighting Switch 10A. | NO | 2 | 2 | 233.75 | 467.5 | MAT_Raw | Mega Electric | 13.23 - Khulusi-Admin Building NO. 6.3 -6.3.3-a | One Way, Two-gang Lighting Switch 10A. | NO | 2 | 9.41 | 18.82 | EUR | MAT_Raw
Qasr Rashwan Lot A _0207 |  | RFQ-00051 | Ahmed Sameh | MEP (Electro Mechanical) | 2024-08-19 | supply of wiring devices | Approved | 11.13 - Murad Al Gendy W Al Sanahra-Main Pump Station NO. 3.2-3.2.4-b | Industrial Single Phase Switched Power Socket 220v, 25A, 2-pin Type Complete With Earthing Contact And Cover. | NO | 1 | 1 | 3023.75 | 3023.75 | MAT_Raw | Mega Electric | 11.13 - Murad Al Gendy W Al Sanahra-Main Pump Station NO. 3.2-3.2.4-b | Industrial Single Phase Switched Power Socket 220v, 25A, 2-pin Type Complete With Earthing Contact And Cover. | NO | 1 | 16.61 | 16.61 | EUR | MAT_Raw
Qasr Rashwan Lot A _0207 |  | RFQ-00051 | Ahmed Sameh | MEP (Electro Mechanical) | 2024-08-19 | supply of wiring devices | Approved | 14.13 - Albersly & Iz.Alasfar-Main Pump Station NO. 3.2-3.2.3-b | Ditto As Above Item, But Of Weatherproof Type. | NO | 1 | 1 | 250 | 250 | MAT_Raw | Mega Electric | 14.13 - Albersly & Iz.Alasfar-Main Pump Station NO. 3.2-3.2.3-b | Ditto As Above Item, But Of Weatherproof Type. | NO | 1 | 10.13 | 10.13 | EUR | MAT_Raw
Qasr Rashwan Lot A _0207 |  | RFQ-00051 | Ahmed Sameh | MEP (Electro Mechanical) | 2024-08-19 | supply of wiring devices | Approved | 11.13 - Murad Al Gendy W Al Sanahra-Main Pump Station NO. 3.2-3.2.4-a | Single Phase Switched Socket 220v, 16A, 2-pin Type Complete With Earthing Contact. | NO | 3 | 3 | 273.75 | 821.25 | MAT_Raw | Mega Electric | 11.13 - Murad Al Gendy W Al Sanahra-Main Pump Station NO. 3.2-3.2.4-a | Single Phase Switched Socket 220v, 16A, 2-pin Type Complete With Earthing Contact. | NO | 3 | 8.72 | 26.16 | EUR | MAT_Raw
Qasr Rashwan Lot A _0207 |  | RFQ-00051 | Ahmed Sameh | MEP (Electro Mechanical) | 2024-08-19 | supply of wiring devices | Approved | 12.40 - Mansheya Fanous-S.PS Admin Building NO. 13.3-13.3.4-a | Single Phase Switched Socket 220v, 16A, 2-pin Type Complete With Earthing Contact. | NO | 3 | 3 | 273.75 | 821.25 | MAT_Raw | Mega Electric | 12.40 - Mansheya Fanous-S.PS Admin Building NO. 13.3-13.3.4-a | Single Phase Switched Socket 220v, 16A, 2-pin Type Complete With Earthing Contact. | NO | 3 | 8.72 | 26.16 | EUR | MAT_Raw
Qasr Rashwan Lot A _0207 |  | RFQ-00051 | Ahmed Sameh | MEP (Electro Mechanical) | 2024-08-19 | supply of wiring devices | Approved | 13.20 - Khulusi-Store NO. 5.2-5.2.4-a | Single Phase Switched Socket 220v, 16A, 2-pin Type Complete With Earthing Contact. | NO | 3 | 3 | 273.75 | 821.25 | MAT_Raw | Mega Electric | 13.20 - Khulusi-Store NO. 5.2-5.2.4-a | Single Phase Switched Socket 220v, 16A, 2-pin Type Complete With Earthing Contact. | NO | 3 | 8.72 | 26.16 | EUR | MAT_Raw
Qasr Rashwan Lot A _0207 |  | RFQ-00051 | Ahmed Sameh | MEP (Electro Mechanical) | 2024-08-19 | supply of wiring devices | Approved | 12.37 - Mansheya Fanous-S.PS Store NO. 12.2-12.2.3- | One Way, Three-gang Lighting Switch 10A. | NO | 1 | 1 | 291.25 | 291.25 | MAT_Raw | Mega Electric | 12.37 - Mansheya Fanous-S.PS Store NO. 12.2-12.2.3- | One Way, Three-gang Lighting Switch 10A. | NO | 1 | 11.75 | 11.75 | EUR | MAT_Raw
Qasr Rashwan Lot A _0207 |  | RFQ-00051 | Ahmed Sameh | MEP (Electro Mechanical) | 2024-08-19 | supply of wiring devices | Approved | 11.18 - Murad Al Gendy W Al Sanahra-Guard room NO. 4.3-4.3.3-a | One Way, Two-gang Lighting Switch 10A. | NO | 2 | 2 | 233.75 | 467.5 | MAT_Raw | Mega Electric | 11.18 - Murad Al Gendy W Al Sanahra-Guard room NO. 4.3-4.3.3-a | One Way, Two-gang Lighting Switch 10A. | NO | 2 | 9.41 | 18.82 | EUR | MAT_Raw
Qasr Rashwan Lot A _0207 |  | RFQ-00051 | Ahmed Sameh | MEP (Electro Mechanical) | 2024-08-19 | supply of wiring devices | Approved | 12.21 - Mansheya Fanous-M.PS Store NO. 5.2-5.2.4-a | Single Phase Switched Socket 220v, 16A, 2-pin Type Complete With Earthing Contact. | NO | 3 | 3 | 273.75 | 821.25 | MAT_Raw | Mega Electric | 12.21 - Mansheya Fanous-M.PS Store NO. 5.2-5.2.4-a | Single Phase Switched Socket 220v, 16A, 2-pin Type Complete With Earthing Contact. | NO | 3 | 8.72 | 26.16 | EUR | MAT_Raw
Qasr Rashwan Lot A _0207 |  | RFQ-00051 | Ahmed Sameh | MEP (Electro Mechanical) | 2024-08-19 | supply of wiring devices | Approved | 12.26 - Mansheya Fanous-M.PS Generator Shed 7.2-7.2.3-a | One Way, One-gang Lighting Switch 10A. | NO | 1 | 1 | 176.25 | 176.25 | MAT_Raw | Mega Electric | 12.26 - Mansheya Fanous-M.PS Generator Shed 7.2-7.2.3-a | One Way, One-gang Lighting Switch 10A. | NO | 1 | 7.08 | 7.08 | EUR | MAT_Raw
Qasr Rashwan Lot A _0207 |  | RFQ-00051 | Ahmed Sameh | MEP (Electro Mechanical) | 2024-08-19 | supply of wiring devices | Approved | 13.13 - Khulusi-Main Pump Station NO. 3.2-3.2.4-c | Industrial Three Phase Switched Socket 380v, 32A, 4-pin Type Complete With Earthing Contact And Plug, Totally Enclosed (IP54). | NO | 1 | 1 | 3631.25 | 3631.25 | MAT_Raw | Mega Electric | 13.13 - Khulusi-Main Pump Station NO. 3.2-3.2.4-c | Industrial Three Phase Switched Socket 380v, 32A, 4-pin Type Complete With Earthing Contact And Plug, Totally Enclosed (IP54). | NO | 1 | 35.89 | 35.89 | EUR | MAT_Raw
Qasr Rashwan Lot A _0207 |  | RFQ-00051 | Ahmed Sameh | MEP (Electro Mechanical) | 2024-08-19 | supply of wiring devices | Approved | 12.30 - Mansheya Fanous-SEC. Pump Station NO. 10.2-10.2.4-c | Industrial Three Phase Switched Socket 380v, 32A, 4-pin Type Complete With Earthing Contact And Plug, Totally Enclosed (IP54). | NO | 1 | 1 | 3631.25 | 3631.25 | MAT_Raw | Mega Electric | 12.30 - Mansheya Fanous-SEC. Pump Station NO. 10.2-10.2.4-c | Industrial Three Phase Switched Socket 380v, 32A, 4-pin Type Complete With Earthing Contact And Plug, Totally Enclosed (IP54). | NO | 1 | 35.89 | 35.89 | EUR | MAT_Raw
Qasr Rashwan Lot A _0207 |  | RFQ-00051 | Ahmed Sameh | MEP (Electro Mechanical) | 2024-08-19 | supply of wiring devices | Approved | 12.40 - Mansheya Fanous-S.PS Admin Building NO. 13.3-13.3.3-a | One Way, Two-gang Lighting Switch 10A. | NO | 2 | 2 | 233.75 | 467.5 | MAT_Raw | Mega Electric | 12.40 - Mansheya Fanous-S.PS Admin Building NO. 13.3-13.3.3-a | One Way, Two-gang Lighting Switch 10A. | NO | 2 | 9.41 | 18.82 | EUR | MAT_Raw
Qasr Rashwan Lot A _0207 |  | RFQ-00051 | Ahmed Sameh | MEP (Electro Mechanical) | 2024-08-19 | supply of wiring devices | Approved | 11.23 - Murad Al Gendy W Al Sanahra-Admin Building NO. 6.3 -6.3.3-a | One Way, Two-gang Lighting Switch 10A. | NO | 2 | 2 | 233.75 | 467.5 | MAT_Raw | Mega Electric | 11.23 - Murad Al Gendy W Al Sanahra-Admin Building NO. 6.3 -6.3.3-a | One Way, Two-gang Lighting Switch 10A. | NO | 2 | 9.41 | 18.82 | EUR | MAT_Raw
Qasr Rashwan Lot A _0207 |  | RFQ-00051 | Ahmed Sameh | MEP (Electro Mechanical) | 2024-08-19 | supply of wiring devices | Approved | 14.13 - Albersly & Iz.Alasfar-Main Pump Station NO. 3.2-3.2.3-a | One Way, One-gang Lighting Switch 10A. | NO | 1 | 1 | 176.25 | 176.25 | MAT_Raw | Mega Electric | 14.13 - Albersly & Iz.Alasfar-Main Pump Station NO. 3.2-3.2.3-a | One Way, One-gang Lighting Switch 10A. | NO | 1 | 7.08 | 7.08 | EUR | MAT_Raw
Qasr Rashwan Lot A _0207 |  | RFQ-00051 | Ahmed Sameh | MEP (Electro Mechanical) | 2024-08-19 | supply of wiring devices | Approved | 12.30 - Mansheya Fanous-SEC. Pump Station NO. 10.2-10.2.3-a | One Way, One-gang Lighting Switch 10A. | NO | 1 | 1 | 176.25 | 176.25 | MAT_Raw | Mega Electric | 12.30 - Mansheya Fanous-SEC. Pump Station NO. 10.2-10.2.3-a | One Way, One-gang Lighting Switch 10A. | NO | 1 | 7.08 | 7.08 | EUR | MAT_Raw
Qasr Rashwan Lot A _0207 |  | RFQ-00051 | Ahmed Sameh | MEP (Electro Mechanical) | 2024-08-19 | supply of wiring devices | Approved | 10.19 - Saad Al Rouby-Guard room NO. 4.3-4.3.4-a | Single Phase Switched Socket 220v, 16A, 2-pin Type Complete With Earthing Contact. | NO | 3 | 3 | 273.75 | 821.25 | MAT_Raw | Mega Electric | 10.19 - Saad Al Rouby-Guard room NO. 4.3-4.3.4-a | Single Phase Switched Socket 220v, 16A, 2-pin Type Complete With Earthing Contact. | NO | 3 | 8.72 | 26.16 | EUR | MAT_Raw
Qasr Rashwan Lot A _0207 |  | RFQ-00051 | Ahmed Sameh | MEP (Electro Mechanical) | 2024-08-19 | supply of wiring devices | Approved | 11.13 - Murad Al Gendy W Al Sanahra-Main Pump Station NO. 3.2-3.2.3-c | One Way, Two-gang Lighting Switch 10A. | NO | 1 | 1 | 233.75 | 233.75 | MAT_Raw | Mega Electric | 11.13 - Murad Al Gendy W Al Sanahra-Main Pump Station NO. 3.2-3.2.3-c | One Way, Two-gang Lighting Switch 10A. | NO | 1 | 9.41 | 9.41 | EUR | MAT_Raw
Qasr Rashwan Lot A _0207 |  | RFQ-00051 | Ahmed Sameh | MEP (Electro Mechanical) | 2024-08-19 | supply of wiring devices | Approved | 13.13 - Khulusi-Main Pump Station NO. 3.2-3.2.4-a | Single Phase Switched Socket 220v, 16A, 2-pin Type Complete With Earthing Contact. | NO | 2 | 2 | 273.75 | 547.5 | MAT_Raw | Mega Electric | 13.13 - Khulusi-Main Pump Station NO. 3.2-3.2.4-a | Single Phase Switched Socket 220v, 16A, 2-pin Type Complete With Earthing Contact. | NO | 2 | 8.72 | 17.44 | EUR | MAT_Raw
Qasr Rashwan Lot A _0207 |  | RFQ-00051 | Ahmed Sameh | MEP (Electro Mechanical) | 2024-08-19 | supply of wiring devices | Approved | 10.23 - Saad Al Rouby-Generator Shed No.6.2-6.2.3-a | One Way, One-gang Lighting Switch 10A. | NO | 1 | 1 | 176.25 | 176.25 | MAT_Raw | Mega Electric | 10.23 - Saad Al Rouby-Generator Shed No.6.2-6.2.3-a | One Way, One-gang Lighting Switch 10A. | NO | 1 | 7.08 | 7.08 | EUR | MAT_Raw
Qasr Rashwan Lot A _0207 |  | RFQ-00051 | Ahmed Sameh | MEP (Electro Mechanical) | 2024-08-19 | supply of wiring devices | Approved | 11.20 - Murad Al Gendy W Al Sanahra-Store NO. 5.2-5.2.3- | One Way, Three-gang Lighting Switch 10A. | NO | 1 | 1 | 291.25 | 291.25 | MAT_Raw | Mega Electric | 11.20 - Murad Al Gendy W Al Sanahra-Store NO. 5.2-5.2.3- | One Way, Three-gang Lighting Switch 10A. | NO | 1 | 11.75 | 11.75 | EUR | MAT_Raw
Qasr Rashwan Lot A _0207 |  | RFQ-00051 | Ahmed Sameh | MEP (Electro Mechanical) | 2024-08-19 | supply of wiring devices | Approved | 13.13 - Khulusi-Main Pump Station NO. 3.2-3.2.4-b | Industrial Single Phase Switched Power Socket 220v, 25A, 2-pin Type Complete With Earthing Contact And Cover. | NO | 1 | 1 | 3023.75 | 3023.75 | MAT_Raw | Mega Electric | 13.13 - Khulusi-Main Pump Station NO. 3.2-3.2.4-b | Industrial Single Phase Switched Power Socket 220v, 25A, 2-pin Type Complete With Earthing Contact And Cover. | NO | 1 | 16.61 | 16.61 | EUR | MAT_Raw
Qasr Rashwan Lot A _0207 |  | RFQ-00051 | Ahmed Sameh | MEP (Electro Mechanical) | 2024-08-19 | supply of wiring devices | Approved | 13.18 - Khulusi-Guard room NO. 4.3-4.3.4-a | Single Phase Switched Socket 220v, 16A, 2-pin Type Complete With Earthing Contact. | NO | 3 | 3 | 273.75 | 821.25 | MAT_Raw | Mega Electric | 13.18 - Khulusi-Guard room NO. 4.3-4.3.4-a | Single Phase Switched Socket 220v, 16A, 2-pin Type Complete With Earthing Contact. | NO | 3 | 8.72 | 26.16 | EUR | MAT_Raw
Qasr Rashwan Lot A _0207 |  | RFQ-00051 | Ahmed Sameh | MEP (Electro Mechanical) | 2024-08-19 | supply of wiring devices | Approved | 10.21 - Saad Al Rouby-Store NO. 5.2-5.2.4-a | Single Phase Switched Socket 220v, 16A, 2-pin Type Complete With Earthing Contact. | NO | 3 | 3 | 273.75 | 821.25 | MAT_Raw | Mega Electric | 10.21 - Saad Al Rouby-Store NO. 5.2-5.2.4-a | Single Phase Switched Socket 220v, 16A, 2-pin Type Complete With Earthing Contact. | NO | 3 | 8.72 | 26.16 | EUR | MAT_Raw
Qasr Rashwan Lot A _0207 |  | RFQ-00051 | Ahmed Sameh | MEP (Electro Mechanical) | 2024-08-19 | supply of wiring devices | Approved | 12.14 - Mansheya Fanous-Main Pump Station NO. 3.2-3.2.4-c | Industrial Three Phase Switched Socket 380v, 32A, 4-pin Type Complete With Earthing Contact And Plug, Totally Enclosed (IP54). | NO | 1 | 1 | 3631.25 | 3631.25 | MAT_Raw | Mega Electric | 12.14 - Mansheya Fanous-Main Pump Station NO. 3.2-3.2.4-c | Industrial Three Phase Switched Socket 380v, 32A, 4-pin Type Complete With Earthing Contact And Plug, Totally Enclosed (IP54). | NO | 1 | 35.89 | 35.89 | EUR | MAT_Raw
Qasr Rashwan Lot A _0207 |  | RFQ-00051 | Ahmed Sameh | MEP (Electro Mechanical) | 2024-08-19 | supply of wiring devices | Approved | 10.14 - Saad Al Rouby-Main Pump Station NO. 3.2-3.2.3-a | One Way, One-gang Lighting Switch 10A. | NO | 1 | 1 | 176.25 | 176.25 | MAT_Raw | Mega Electric | 10.14 - Saad Al Rouby-Main Pump Station NO. 3.2-3.2.3-a | One Way, One-gang Lighting Switch 10A. | NO | 1 | 7.08 | 7.08 | EUR | MAT_Raw
Qasr Rashwan Lot A _0207 |  | RFQ-00051 | Ahmed Sameh | MEP (Electro Mechanical) | 2024-08-19 | supply of wiring devices | Approved | 14.18 - Albersly & Iz.Alasfar-Guard room NO. 4.3-4.3.4-b | Single Phase Switched waterproof Socket, 220V, 16A, 3 Pin Complete With Cover (IP55) | NO | 1 | 1 | 312.5 | 312.5 | MAT_Raw | Mega Electric | 14.18 - Albersly & Iz.Alasfar-Guard room NO. 4.3-4.3.4-b | Single Phase Switched waterproof Socket, 220V, 16A, 3 Pin Complete With Cover (IP55) | NO | 1 | 11.05 | 11.05 | EUR | MAT_Raw
Qasr Rashwan Lot A _0207 |  | RFQ-00051 | Ahmed Sameh | MEP (Electro Mechanical) | 2024-08-19 | supply of wiring devices | Approved | 12.14 - Mansheya Fanous-Main Pump Station NO. 3.2-3.2.3-a | One Way, One-gang Lighting Switch 10A. | NO | 1 | 1 | 176.25 | 176.25 | MAT_Raw | Mega Electric | 12.14 - Mansheya Fanous-Main Pump Station NO. 3.2-3.2.3-a | One Way, One-gang Lighting Switch 10A. | NO | 1 | 7.08 | 7.08 | EUR | MAT_Raw
Qasr Rashwan Lot A _0207 |  | RFQ-00051 | Ahmed Sameh | MEP (Electro Mechanical) | 2024-08-19 | supply of wiring devices | Approved | 13.13 - Khulusi-Main Pump Station NO. 3.2-3.2.3-a | One Way, One-gang Lighting Switch 10A. | NO | 1 | 1 | 176.25 | 176.25 | MAT_Raw | Mega Electric | 13.13 - Khulusi-Main Pump Station NO. 3.2-3.2.3-a | One Way, One-gang Lighting Switch 10A. | NO | 1 | 7.08 | 7.08 | EUR | MAT_Raw
Qasr Rashwan Lot A _0207 |  | RFQ-00051 | Ahmed Sameh | MEP (Electro Mechanical) | 2024-08-19 | supply of wiring devices | Approved | 10.19 - Saad Al Rouby-Guard room NO. 4.3-4.3.3-a | One Way, Two-gang Lighting Switch 10A. | NO | 2 | 2 | 233.75 | 467.5 | MAT_Raw | Mega Electric | 10.19 - Saad Al Rouby-Guard room NO. 4.3-4.3.3-a | One Way, Two-gang Lighting Switch 10A. | NO | 2 | 9.41 | 18.82 | EUR | MAT_Raw
Qasr Rashwan Lot A _0207 |  | RFQ-00051 | Ahmed Sameh | MEP (Electro Mechanical) | 2024-08-19 | supply of wiring devices | Approved | 14.13 - Albersly & Iz.Alasfar-Main Pump Station NO. 3.2-3.2.3-c | One Way, Two-gang Lighting Switch 10A. | NO | 1 | 1 | 233.75 | 233.75 | MAT_Raw | Mega Electric | 14.13 - Albersly & Iz.Alasfar-Main Pump Station NO. 3.2-3.2.3-c | One Way, Two-gang Lighting Switch 10A. | NO | 1 | 9.41 | 9.41 | EUR | MAT_Raw
Qasr Rashwan - Lot B _0208 |  | RFQ-00052 | Purchasing Engineers | Purchasing | 2024-08-21 | Ready mix Concrete (PUR-LPO-QRB-C-02-2024) | Approved | Total | Waterproof additives | CBM | 0 | 0 | 0 | 0 | RC | الاخلاص للمقاولات المتكامله وتوريد الخرسانه الجاهز | Total | Waterproof additives | CBM | 0 | 25 | 0 | EGP | RC
Qasr Rashwan - Lot B _0208 |  | RFQ-00052 | Purchasing Engineers | Purchasing | 2024-08-21 | Ready mix Concrete (PUR-LPO-QRB-C-02-2024) | Approved | Total | Pump up 36 to 52m | ECH | 1718.55 | 1 | 110 | 110 | SC_Apply | الاخلاص للمقاولات المتكامله وتوريد الخرسانه الجاهز | Total | Pump up 36 to 52m | ECH | 1 | 1 | 1 | EGP | SC_Apply
Qasr Rashwan - Lot B _0208 |  | RFQ-00052 | Purchasing Engineers | Purchasing | 2024-08-21 | Ready mix Concrete (PUR-LPO-QRB-C-02-2024) | Approved | Total | Ready Mix Concrete 300 kg/cm2, SRC CC 400 kg/m3 | CBM | 2028.2 | 500 | 1395 | 697500 | RC | الاخلاص للمقاولات المتكامله وتوريد الخرسانه الجاهز | Total | Ready Mix Concrete 300 kg/cm2, SRC CC 400 kg/m3 | CBM | 500 | 1680 | 840000 | EGP | RC
Qasr Rashwan - Lot B _0208 |  | RFQ-00052 | Purchasing Engineers | Purchasing | 2024-08-21 | Ready mix Concrete (PUR-LPO-QRB-C-02-2024) | Approved | Total | Ready Mix Concrete 200 kg/cm2, OPC CC 300 kg/m3 | CBM | 55.89 | 55.89 | 1175 | 65670.75 | RC | الاخلاص للمقاولات المتكامله وتوريد الخرسانه الجاهز | Total | Ready Mix Concrete 200 kg/cm2, OPC CC 300 kg/m3 | CBM | 55.89 | 1440 | 80481.6 | EGP | RC
Qasr Rashwan - Lot B _0208 |  | RFQ-00052 | Purchasing Engineers | Purchasing | 2024-08-21 | Ready mix Concrete (PUR-LPO-QRB-C-02-2024) | Approved | Total | Ready Mix Concrete 300 kg/cm2, OPC CC 400 kg/m3 | CBM | 216.7 | 50 | 1205 | 60250 | RC | الاخلاص للمقاولات المتكامله وتوريد الخرسانه الجاهز | Total | Ready Mix Concrete 300 kg/cm2, OPC CC 400 kg/m3 | CBM | 50 | 1630 | 81500 | EGP | RC
Qasr Rashwan - Lot B _0208 |  | RFQ-00052 | Purchasing Engineers | Purchasing | 2024-08-21 | Ready mix Concrete (PUR-LPO-QRB-C-02-2024) | Approved | Total | Ready Mix Concrete 250 kg/cm2, OPC CC 350 kg/m3 | CBM | 172.55 | 150 | 1265 | 189750 | RC | الاخلاص للمقاولات المتكامله وتوريد الخرسانه الجاهز | Total | Ready Mix Concrete 250 kg/cm2, OPC CC 350 kg/m3 | CBM | 150 | 1530 | 229500 | EGP | RC
Qasr Rashwan - Lot B _0208 |  | RFQ-00052 | Purchasing Engineers | Purchasing | 2024-08-21 | Ready mix Concrete (PUR-LPO-QRB-C-02-2024) | Approved | Total | Ready Mix Concrete 250 kg/cm2, SRC CC 350 kg/m3 | CBM | 373.13 | 150 | 1300 | 195000 | RC | الاخلاص للمقاولات المتكامله وتوريد الخرسانه الجاهز | Total | Ready Mix Concrete 250 kg/cm2, SRC CC 350 kg/m3 | CBM | 150 | 1575 | 236250 | EGP | RC
Qasr Rashwan - Lot B _0208 |  | RFQ-00051 | Ahmed Sameh | MEP (Electro Mechanical) | 2024-08-19 | supply of wiring devices | Approved | 14.18 - Iz. Abou Hussein-BILL NO. 4.3: Guard room-4.3.4-b | Single Phase Switched waterproof Socket, 220V, 16A, 3 Pin Complete With Cover (IP55) | NO | 1 | 1 | 312.5 | 312.5 | MAT_Raw | Mega Electric | 14.18 - Iz. Abou Hussein-BILL NO. 4.3: Guard room-4.3.4-b | Single Phase Switched waterproof Socket, 220V, 16A, 3 Pin Complete With Cover (IP55) | NO | 1 | 11.05 | 11.05 | EUR | MAT_Raw
Qasr Rashwan - Lot B _0208 |  | RFQ-00051 | Ahmed Sameh | MEP (Electro Mechanical) | 2024-08-19 | supply of wiring devices | Approved | 11.18 - Abd Al Rahman Ibrahim-BILL NO. 4.3: Guard room-4.3.4-a | Single Phase Switched Socket 220v, 16A, 2-pin Type Complete With Earthing Contact. | NO | 3 | 3 | 273.75 | 821.25 | MAT_Raw | Mega Electric | 11.18 - Abd Al Rahman Ibrahim-BILL NO. 4.3: Guard room-4.3.4-a | Single Phase Switched Socket 220v, 16A, 2-pin Type Complete With Earthing Contact. | NO | 3 | 8.72 | 26.16 | EUR | MAT_Raw
Qasr Rashwan - Lot B _0208 |  | RFQ-00051 | Ahmed Sameh | MEP (Electro Mechanical) | 2024-08-19 | supply of wiring devices | Approved | 15.13 - Iz. Al Burm-BILL NO. 3.2: Main Pump Station-3.2.3-a | One Way, One-gang Lighting Switch 10A. | NO | 1 | 1 | 176.25 | 176.25 | MAT_Raw | Mega Electric | 15.13 - Iz. Al Burm-BILL NO. 3.2: Main Pump Station-3.2.3-a | One Way, One-gang Lighting Switch 10A. | NO | 1 | 7.08 | 7.08 | EUR | MAT_Raw
Qasr Rashwan - Lot B _0208 |  | RFQ-00051 | Ahmed Sameh | MEP (Electro Mechanical) | 2024-08-19 | supply of wiring devices | Approved | 13.20 - Iz.Salih Shamatah-BILL NO. 5.2: Store-5.2.4-a | Single Phase Switched Socket 220v, 16A, 2-pin Type Complete With Earthing Contact. | NO | 3 | 3 | 273.75 | 821.25 | MAT_Raw | Mega Electric | 13.20 - Iz.Salih Shamatah-BILL NO. 5.2: Store-5.2.4-a | Single Phase Switched Socket 220v, 16A, 2-pin Type Complete With Earthing Contact. | NO | 3 | 8.72 | 26.16 | EUR | MAT_Raw
Qasr Rashwan - Lot B _0208 |  | RFQ-00051 | Ahmed Sameh | MEP (Electro Mechanical) | 2024-08-19 | supply of wiring devices | Approved | 11.13 - Abd Al Rahman Ibrahim-BILL NO. 3.2: Main Pump Station-3.2.3-b | Ditto As Above Item, But Of Weatherproof Type. | NO | 1 | 1 | 250 | 250 | MAT_Raw | Mega Electric | 11.13 - Abd Al Rahman Ibrahim-BILL NO. 3.2: Main Pump Station-3.2.3-b | Ditto As Above Item, But Of Weatherproof Type. | NO | 1 | 10.13 | 10.13 | EUR | MAT_Raw
Qasr Rashwan - Lot B _0208 |  | RFQ-00051 | Ahmed Sameh | MEP (Electro Mechanical) | 2024-08-19 | supply of wiring devices | Approved | 13.13 - Iz.Salih Shamatah-BILL NO. 3.2: Main Pump Station-3.2.3-c | One Way, Two-gang Lighting Switch 10A. | NO | 1 | 1 | 233.75 | 233.75 | MAT_Raw | Mega Electric | 13.13 - Iz.Salih Shamatah-BILL NO. 3.2: Main Pump Station-3.2.3-c | One Way, Two-gang Lighting Switch 10A. | NO | 1 | 9.41 | 9.41 | EUR | MAT_Raw
Qasr Rashwan - Lot B _0208 |  | RFQ-00051 | Ahmed Sameh | MEP (Electro Mechanical) | 2024-08-19 | supply of wiring devices | Approved | 15.13 - Iz. Al Burm-BILL NO. 3.2: Main Pump Station-3.2.3-b | Ditto As Above Item, But Of Weatherproof Type. | NO | 1 | 1 | 250 | 250 | MAT_Raw | Mega Electric | 15.13 - Iz. Al Burm-BILL NO. 3.2: Main Pump Station-3.2.3-b | Ditto As Above Item, But Of Weatherproof Type. | NO | 1 | 10.13 | 10.13 | EUR | MAT_Raw
Rabigh CCPP-Civil _K0006 |  | RFQ-00027 | Purchasing Engineers | Purchasing | 2024-08-07 | PVC Water Stop-po 104 | Approved | 11.11 - Baseline BOQ- Power Block+Balance of Plant-03 15 13 WS-0007 | Supercast PVC water stop range 25 cm | MTR | 10000 | 500 | 26 | 13000 | SC_Supply/Apply | Master Builders solution (Sika) | 11.11 - Baseline BOQ- Power Block+Balance of Plant-03 15 13 WS-0007 | Supercast PVC water stop range 25 cm | MTR | 500 | 26 | 13000 | SAR | SC_Supply/Apply
Qasr Rashwan - Lot B _0208 |  | RFQ-00051 | Ahmed Sameh | MEP (Electro Mechanical) | 2024-08-19 | supply of wiring devices | Approved | 12.20 - Iz. Suleiman Tadrus-BILL NO. 5.2: Store-5.2.4-a | Single Phase Switched Socket 220v, 16A, 2-pin Type Complete With Earthing Contact. | NO | 3 | 3 | 273.75 | 821.25 | MAT_Raw | Mega Electric | 12.20 - Iz. Suleiman Tadrus-BILL NO. 5.2: Store-5.2.4-a | Single Phase Switched Socket 220v, 16A, 2-pin Type Complete With Earthing Contact. | NO | 3 | 8.72 | 26.16 | EUR | MAT_Raw
Qasr Rashwan - Lot B _0208 |  | RFQ-00051 | Ahmed Sameh | MEP (Electro Mechanical) | 2024-08-19 | supply of wiring devices | Approved | 13.18 - Iz.Salih Shamatah-BILL NO. 4.3: Guard room-4.3.4-a | Single Phase Switched Socket 220v, 16A, 2-pin Type Complete With Earthing Contact. | NO | 3 | 3 | 273.75 | 821.25 | MAT_Raw | Mega Electric | 13.18 - Iz.Salih Shamatah-BILL NO. 4.3: Guard room-4.3.4-a | Single Phase Switched Socket 220v, 16A, 2-pin Type Complete With Earthing Contact. | NO | 3 | 8.72 | 26.16 | EUR | MAT_Raw
Qasr Rashwan - Lot B _0208 |  | RFQ-00051 | Ahmed Sameh | MEP (Electro Mechanical) | 2024-08-19 | supply of wiring devices | Approved | 13.25 - Iz.Salih Shamatah-BILL NO.7.2: Generator Shed-7.2.3-a | One Way, One-gang Lighting Switch 10A. | NO | 1 | 1 | 176.25 | 176.25 | MAT_Raw | Mega Electric | 13.25 - Iz.Salih Shamatah-BILL NO.7.2: Generator Shed-7.2.3-a | One Way, One-gang Lighting Switch 10A. | NO | 1 | 7.08 | 7.08 | EUR | MAT_Raw
Qasr Rashwan - Lot B _0208 |  | RFQ-00051 | Ahmed Sameh | MEP (Electro Mechanical) | 2024-08-19 | supply of wiring devices | Approved | 14.13 - Iz. Abou Hussein-BILL NO. 3.2: Main Pump Station-3.2.4-a | Single Phase Switched Socket 220v, 16A, 2-pin Type Complete With Earthing Contact. | NO | 2 | 2 | 273.75 | 547.5 | MAT_Raw | Mega Electric | 14.13 - Iz. Abou Hussein-BILL NO. 3.2: Main Pump Station-3.2.4-a | Single Phase Switched Socket 220v, 16A, 2-pin Type Complete With Earthing Contact. | NO | 2 | 8.72 | 17.44 | EUR | MAT_Raw
Qasr Rashwan - Lot B _0208 |  | RFQ-00051 | Ahmed Sameh | MEP (Electro Mechanical) | 2024-08-19 | supply of wiring devices | Approved | 15.20 - Iz. Al Burm-BILL NO. 5.2: Store-5.2.3- | One Way, Three-gang Lighting Switch 10A. | NO | 1 | 1 | 291.25 | 291.25 | MAT_Raw | Mega Electric | 15.20 - Iz. Al Burm-BILL NO. 5.2: Store-5.2.3- | One Way, Three-gang Lighting Switch 10A. | NO | 1 | 11.75 | 11.75 | EUR | MAT_Raw
Qasr Rashwan - Lot B _0208 |  | RFQ-00051 | Ahmed Sameh | MEP (Electro Mechanical) | 2024-08-19 | supply of wiring devices | Approved | 11.13 - Abd Al Rahman Ibrahim-BILL NO. 3.2: Main Pump Station-3.2.4-c | Industrial Three Phase Switched Socket 380v, 32A, 4-pin Type Complete With Earthing Contact And Plug, Totally Enclosed (IP54). | NO | 1 | 1 | 3631.25 | 3631.25 | MAT_Raw | Mega Electric | 11.13 - Abd Al Rahman Ibrahim-BILL NO. 3.2: Main Pump Station-3.2.4-c | Industrial Three Phase Switched Socket 380v, 32A, 4-pin Type Complete With Earthing Contact And Plug, Totally Enclosed (IP54). | NO | 1 | 35.89 | 35.89 | EUR | MAT_Raw
Qasr Rashwan - Lot B _0208 |  | RFQ-00051 | Ahmed Sameh | MEP (Electro Mechanical) | 2024-08-19 | supply of wiring devices | Approved | 15.13 - Iz. Al Burm-BILL NO. 3.2: Main Pump Station-3.2.4-c | Industrial Three Phase Switched Socket 380v, 32A, 4-pin Type Complete With Earthing Contact And Plug, Totally Enclosed (IP54). | NO | 1 | 1 | 3631.25 | 3631.25 | MAT_Raw | Mega Electric | 15.13 - Iz. Al Burm-BILL NO. 3.2: Main Pump Station-3.2.4-c | Industrial Three Phase Switched Socket 380v, 32A, 4-pin Type Complete With Earthing Contact And Plug, Totally Enclosed (IP54). | NO | 1 | 35.89 | 35.89 | EUR | MAT_Raw
Qasr Rashwan - Lot B _0208 |  | RFQ-00051 | Ahmed Sameh | MEP (Electro Mechanical) | 2024-08-19 | supply of wiring devices | Approved | 10.20 - Abd Al Azeem Al Sofy-BILL NO. 5.3: Store-5.2.4-a | Single Phase Switched Socket 220v, 16A, 2-pin Type Complete With Earthing Contact. | NO | 3 | 3 | 273.75 | 821.25 | MAT_Raw | Mega Electric | 10.20 - Abd Al Azeem Al Sofy-BILL NO. 5.3: Store-5.2.4-a | Single Phase Switched Socket 220v, 16A, 2-pin Type Complete With Earthing Contact. | NO | 3 | 8.72 | 26.16 | EUR | MAT_Raw
Qasr Rashwan - Lot B _0208 |  | RFQ-00051 | Ahmed Sameh | MEP (Electro Mechanical) | 2024-08-19 | supply of wiring devices | Approved | 15.13 - Iz. Al Burm-BILL NO. 3.2: Main Pump Station-3.2.3-c | One Way, Two-gang Lighting Switch 10A. | NO | 1 | 1 | 233.75 | 233.75 | MAT_Raw | Mega Electric | 15.13 - Iz. Al Burm-BILL NO. 3.2: Main Pump Station-3.2.3-c | One Way, Two-gang Lighting Switch 10A. | NO | 1 | 9.41 | 9.41 | EUR | MAT_Raw
Qasr Rashwan - Lot B _0208 |  | RFQ-00051 | Ahmed Sameh | MEP (Electro Mechanical) | 2024-08-19 | supply of wiring devices | Approved | 10.13 - Abd Al Azeem Al Sofy-BILL NO. 3.2: Main Pump Station-3.2.3-b | Ditto As Above Item, But Of Weatherproof Type. | NO | 1 | 1 | 250 | 250 | MAT_Raw | Mega Electric | 10.13 - Abd Al Azeem Al Sofy-BILL NO. 3.2: Main Pump Station-3.2.3-b | Ditto As Above Item, But Of Weatherproof Type. | NO | 1 | 10.13 | 10.13 | EUR | MAT_Raw
Qasr Rashwan - Lot B _0208 |  | RFQ-00051 | Ahmed Sameh | MEP (Electro Mechanical) | 2024-08-19 | supply of wiring devices | Approved | 11.18 - Abd Al Rahman Ibrahim-BILL NO. 4.3: Guard room-4.3.3-a | One Way, Two-gang Lighting Switch 10A. | NO | 2 | 2 | 233.75 | 467.5 | MAT_Raw | Mega Electric | 11.18 - Abd Al Rahman Ibrahim-BILL NO. 4.3: Guard room-4.3.3-a | One Way, Two-gang Lighting Switch 10A. | NO | 2 | 9.41 | 18.82 | EUR | MAT_Raw
Qasr Rashwan - Lot B _0208 |  | RFQ-00051 | Ahmed Sameh | MEP (Electro Mechanical) | 2024-08-19 | supply of wiring devices | Approved | 15.23 - Iz. Al Burm- BILL NO. 6.3: Admin Room-6.3.4-a | Single Phase Switched Socket 220v, 16A, 2-pin Type Complete With Earthing Contact. | NO | 3 | 3 | 273.75 | 821.25 | MAT_Raw | Mega Electric | 15.23 - Iz. Al Burm- BILL NO. 6.3: Admin Room-6.3.4-a | Single Phase Switched Socket 220v, 16A, 2-pin Type Complete With Earthing Contact. | NO | 3 | 8.72 | 26.16 | EUR | MAT_Raw
Qasr Rashwan - Lot B _0208 |  | RFQ-00051 | Ahmed Sameh | MEP (Electro Mechanical) | 2024-08-19 | supply of wiring devices | Approved | 10.13 - Abd Al Azeem Al Sofy-BILL NO. 3.2: Main Pump Station-3.2.3-c | One Way, Two-gang Lighting Switch 10A. | NO | 1 | 1 | 233.75 | 233.75 | MAT_Raw | Mega Electric | 10.13 - Abd Al Azeem Al Sofy-BILL NO. 3.2: Main Pump Station-3.2.3-c | One Way, Two-gang Lighting Switch 10A. | NO | 1 | 9.41 | 9.41 | EUR | MAT_Raw
Qasr Rashwan - Lot B _0208 |  | RFQ-00051 | Ahmed Sameh | MEP (Electro Mechanical) | 2024-08-19 | supply of wiring devices | Approved | 11.20 - Abd Al Rahman Ibrahim-BILL NO. 5.2: Store-5.2.4-a | Single Phase Switched Socket 220v, 16A, 2-pin Type Complete With Earthing Contact. | NO | 3 | 3 | 273.75 | 821.25 | MAT_Raw | Mega Electric | 11.20 - Abd Al Rahman Ibrahim-BILL NO. 5.2: Store-5.2.4-a | Single Phase Switched Socket 220v, 16A, 2-pin Type Complete With Earthing Contact. | NO | 3 | 8.72 | 26.16 | EUR | MAT_Raw
Qasr Rashwan - Lot B _0208 |  | RFQ-00051 | Ahmed Sameh | MEP (Electro Mechanical) | 2024-08-19 | supply of wiring devices | Approved | 15.25 - Iz. Al Burm-BILL NO.7.2: Generator Shed-7.2.3-a | One Way, One-gang Lighting Switch 10A. | NO | 1 | 1 | 176.25 | 176.25 | MAT_Raw | Mega Electric | 15.25 - Iz. Al Burm-BILL NO.7.2: Generator Shed-7.2.3-a | One Way, One-gang Lighting Switch 10A. | NO | 1 | 7.08 | 7.08 | EUR | MAT_Raw
Qasr Rashwan - Lot B _0208 |  | RFQ-00051 | Ahmed Sameh | MEP (Electro Mechanical) | 2024-08-19 | supply of wiring devices | Approved | 12.13 - Iz. Suleiman Tadrus-BILL NO. 3.2: Main Pump Station-3.2.3-c | One Way, Two-gang Lighting Switch 10A. | NO | 1 | 1 | 233.75 | 233.75 | MAT_Raw | Mega Electric | 12.13 - Iz. Suleiman Tadrus-BILL NO. 3.2: Main Pump Station-3.2.3-c | One Way, Two-gang Lighting Switch 10A. | NO | 1 | 9.41 | 9.41 | EUR | MAT_Raw
Qasr Rashwan - Lot B _0208 |  | RFQ-00051 | Ahmed Sameh | MEP (Electro Mechanical) | 2024-08-19 | supply of wiring devices | Approved | 15.18 - Iz. Al Burm-BILL NO. 4.3: Guard room-4.3.4-b | Single Phase Switched waterproof Socket, 220V, 16A, 3 Pin Complete With Cover (IP55) | NO | 1 | 1 | 312.5 | 312.5 | MAT_Raw | Mega Electric | 15.18 - Iz. Al Burm-BILL NO. 4.3: Guard room-4.3.4-b | Single Phase Switched waterproof Socket, 220V, 16A, 3 Pin Complete With Cover (IP55) | NO | 1 | 11.05 | 11.05 | EUR | MAT_Raw
Qasr Rashwan - Lot B _0208 |  | RFQ-00051 | Ahmed Sameh | MEP (Electro Mechanical) | 2024-08-19 | supply of wiring devices | Approved | 11.18 - Abd Al Rahman Ibrahim-BILL NO. 4.3: Guard room-4.3.4-b | Single Phase Switched waterproof Socket, 220V, 16A, 3 Pin Complete With Cover (IP55) | NO | 1 | 1 | 312.5 | 312.5 | MAT_Raw | Mega Electric | 11.18 - Abd Al Rahman Ibrahim-BILL NO. 4.3: Guard room-4.3.4-b | Single Phase Switched waterproof Socket, 220V, 16A, 3 Pin Complete With Cover (IP55) | NO | 1 | 11.05 | 11.05 | EUR | MAT_Raw
Qasr Rashwan - Lot B _0208 |  | RFQ-00051 | Ahmed Sameh | MEP (Electro Mechanical) | 2024-08-19 | supply of wiring devices | Approved | 10.20 - Abd Al Azeem Al Sofy-BILL NO. 5.3: Store-5.2.3- | One Way, Three-gang Lighting Switch 10A. | NO | 1 | 1 | 291.25 | 291.25 | MAT_Raw | Mega Electric | 10.20 - Abd Al Azeem Al Sofy-BILL NO. 5.3: Store-5.2.3- | One Way, Three-gang Lighting Switch 10A. | NO | 1 | 11.75 | 11.75 | EUR | MAT_Raw
Qasr Rashwan - Lot B _0208 |  | RFQ-00051 | Ahmed Sameh | MEP (Electro Mechanical) | 2024-08-19 | supply of wiring devices | Approved | 12.23 - Iz. Suleiman Tadrus- BILL NO. 6.3: Admin Room-6.3.3-a | One Way, Two-gang Lighting Switch 10A. | NO | 2 | 2 | 233.75 | 467.5 | MAT_Raw | Mega Electric | 12.23 - Iz. Suleiman Tadrus- BILL NO. 6.3: Admin Room-6.3.3-a | One Way, Two-gang Lighting Switch 10A. | NO | 2 | 9.41 | 18.82 | EUR | MAT_Raw
Qasr Rashwan - Lot B _0208 |  | RFQ-00051 | Ahmed Sameh | MEP (Electro Mechanical) | 2024-08-19 | supply of wiring devices | Approved | 12.13 - Iz. Suleiman Tadrus-BILL NO. 3.2: Main Pump Station-3.2.3-a | One Way, One-gang Lighting Switch 10A. | NO | 1 | 1 | 176.25 | 176.25 | MAT_Raw | Mega Electric | 12.13 - Iz. Suleiman Tadrus-BILL NO. 3.2: Main Pump Station-3.2.3-a | One Way, One-gang Lighting Switch 10A. | NO | 1 | 7.08 | 7.08 | EUR | MAT_Raw
Qasr Rashwan - Lot B _0208 |  | RFQ-00051 | Ahmed Sameh | MEP (Electro Mechanical) | 2024-08-19 | supply of wiring devices | Approved | 14.23 - Iz. Abou Hussein-BILL NO. 6.2: Generator Shed-6.2.3-a | One Way, One-gang Lighting Switch 10A. | NO | 1 | 1 | 176.25 | 176.25 | MAT_Raw | Mega Electric | 14.23 - Iz. Abou Hussein-BILL NO. 6.2: Generator Shed-6.2.3-a | One Way, One-gang Lighting Switch 10A. | NO | 1 | 7.08 | 7.08 | EUR | MAT_Raw
Qasr Rashwan - Lot B _0208 |  | RFQ-00051 | Ahmed Sameh | MEP (Electro Mechanical) | 2024-08-19 | supply of wiring devices | Approved | 10.23 - Abd Al Azeem Al Sofy- BILL NO. 6.3: Admin Room-6.3.3-a | One Way, Two-gang Lighting Switch 10A. | NO | 2 | 2 | 233.75 | 467.5 | MAT_Raw | Mega Electric | 10.23 - Abd Al Azeem Al Sofy- BILL NO. 6.3: Admin Room-6.3.3-a | One Way, Two-gang Lighting Switch 10A. | NO | 2 | 9.41 | 18.82 | EUR | MAT_Raw
Qasr Rashwan - Lot B _0208 |  | RFQ-00051 | Ahmed Sameh | MEP (Electro Mechanical) | 2024-08-19 | supply of wiring devices | Approved | 10.13 - Abd Al Azeem Al Sofy-BILL NO. 3.2: Main Pump Station-3.2.4-a | Single Phase Switched Socket 220v, 16A, 2-pin Type Complete With Earthing Contact. | NO | 3 | 3 | 273.75 | 821.25 | MAT_Raw | Mega Electric | 10.13 - Abd Al Azeem Al Sofy-BILL NO. 3.2: Main Pump Station-3.2.4-a | Single Phase Switched Socket 220v, 16A, 2-pin Type Complete With Earthing Contact. | NO | 3 | 8.72 | 26.16 | EUR | MAT_Raw
MOC HQ at Diriyah _K0005 |  | RFQ-00025 | Mohamed Abd El-Rahman | Operation | 2024-08-21 | consultancy agreement | Approved | 10 - Client BOQ-General-1 | Mobilization Fee | LS | 1 | 1 | 5673684.22 | 5673684.22 | Ind_Consultancy | BLACK DWC | 10 - Client BOQ-General-1 | Mobilization Fee | LS | 1 | 5473684.21 | 5473684.21 | SAR | Ind_Consultancy
MOC HQ at Diriyah _K0005 |  | RFQ-00025 | Mohamed Abd El-Rahman | Operation | 2024-08-21 | consultancy agreement | Approved | 10 - Client BOQ-General-1 | Conceptual Design - Submission (rev. 0) | LS | 1 | 1 | 2836842.11 | 2836842.11 | Ind_Consultancy | BLACK DWC | 10 - Client BOQ-General-1 | Conceptual Design - Submission (rev. 0) | LS | 1 | 2736842.11 | 2736842.11 | SAR | Ind_Consultancy
MOC HQ at Diriyah _K0005 |  | RFQ-00025 | Mohamed Abd El-Rahman | Operation | 2024-08-21 | consultancy agreement | Approved | 11 - Client BOQ-General-2 | Conceptual Design - Approval with Code B or A | LS | 1 | 1 | 5673684.22 | 5673684.22 | Ind_Consultancy | BLACK DWC | 11 - Client BOQ-General-2 | Conceptual Design - Approval with Code B or A | LS | 1 | 5473684.21 | 5473684.21 | SAR | Ind_Consultancy
MOC HQ at Diriyah _K0005 |  | RFQ-00025 | Mohamed Abd El-Rahman | Operation | 2024-08-21 | consultancy agreement | Approved | 11 - Client BOQ-General-2 | Detailed Design - Submission (rev. 0) | LS | 1 | 1 | 2836842.11 | 2836842.11 | Ind_Consultancy | BLACK DWC | 11 - Client BOQ-General-2 | Detailed Design - Submission (rev. 0) | LS | 1 | 2736842.11 | 2736842.11 | SAR | Ind_Consultancy
MOC HQ at Diriyah _K0005 |  | RFQ-00025 | Mohamed Abd El-Rahman | Operation | 2024-08-21 | consultancy agreement | Approved | 10 - Client BOQ-General-1 | Detailed Design - Approval with Code B or A | LS | 1 | 1 | 5673684.22 | 5673684.22 | Ind_Consultancy | BLACK DWC | 10 - Client BOQ-General-1 | Detailed Design - Approval with Code B or A | LS | 1 | 5473684.21 | 5473684.21 | SAR | Ind_Consultancy
MOC HQ at Diriyah _K0005 |  | RFQ-00025 | Mohamed Abd El-Rahman | Operation | 2024-08-21 | consultancy agreement | Approved | 11 - Client BOQ-General-2 | Shop Drawings - Submission (rev. 0) | LS | 1 | 1 | 1418421.05 | 1418421.05 | Ind_Consultancy | BLACK DWC | 11 - Client BOQ-General-2 | Shop Drawings - Submission (rev. 0) | LS | 1 | 1368421.05 | 1368421.05 | SAR | Ind_Consultancy
MOC HQ at Diriyah _K0005 |  | RFQ-00025 | Mohamed Abd El-Rahman | Operation | 2024-08-21 | consultancy agreement | Approved | 11 - Client BOQ-General-2 | Shop Drawings - Approval with Code B or A | LS | 1 | 1 | 1418421.05 | 1418421.05 | Ind_Consultancy | BLACK DWC | 11 - Client BOQ-General-2 | Shop Drawings - Approval with Code B or A | LS | 1 | 1368421.05 | 1368421.05 | SAR | Ind_Consultancy
MOC HQ at Diriyah _K0005 |  | RFQ-00025 | Mohamed Abd El-Rahman | Operation | 2024-08-21 | consultancy agreement | Approved | 10 - Client BOQ-General-1 | After 3.5 months from actual commencement date of construction phase | LS | 1 | 1 | 1418421.05 | 1418421.05 | Ind_Consultancy | BLACK DWC | 10 - Client BOQ-General-1 | After 3.5 months from actual commencement date of construction phase | LS | 1 | 1368421.05 | 1368421.05 | SAR | Ind_Consultancy
MOC HQ at Diriyah _K0005 |  | RFQ-00025 | Mohamed Abd El-Rahman | Operation | 2024-08-21 | consultancy agreement | Approved | 10 - Client BOQ-General-1 | Upon the final completion of the Main Contract Works | LS | 1 | 1 | 1418421.05 | 1418421.05 | Ind_Consultancy | BLACK DWC | 10 - Client BOQ-General-1 | Upon the final completion of the Main Contract Works | LS | 1 | 1368421.05 | 1368421.05 | SAR | Ind_Consultancy
Qasr Rashwan - Lot B _0208 |  | RFQ-00051 | Ahmed Sameh | MEP (Electro Mechanical) | 2024-08-19 | supply of wiring devices | Approved | 11.23 - Abd Al Rahman Ibrahim- BILL NO. 6.3: Admin Room-6.3.4-a | Single Phase Switched Socket 220v, 16A, 2-pin Type Complete With Earthing Contact. | NO | 3 | 3 | 273.75 | 821.25 | MAT_Raw | Mega Electric | 11.23 - Abd Al Rahman Ibrahim- BILL NO. 6.3: Admin Room-6.3.4-a | Single Phase Switched Socket 220v, 16A, 2-pin Type Complete With Earthing Contact. | NO | 3 | 8.72 | 26.16 | EUR | MAT_Raw
Qasr Rashwan - Lot B _0208 |  | RFQ-00051 | Ahmed Sameh | MEP (Electro Mechanical) | 2024-08-19 | supply of wiring devices | Approved | 10.18 - Abd Al Azeem Al Sofy-BILL NO. 4.3: Guard room-4.3.4-b | Single Phase Switched waterproof Socket, 220V, 16A, 3 Pin Complete With Cover (IP55) | NO | 1 | 1 | 312.5 | 312.5 | MAT_Raw | Mega Electric | 10.18 - Abd Al Azeem Al Sofy-BILL NO. 4.3: Guard room-4.3.4-b | Single Phase Switched waterproof Socket, 220V, 16A, 3 Pin Complete With Cover (IP55) | NO | 1 | 11.05 | 11.05 | EUR | MAT_Raw
Qasr Rashwan - Lot B _0208 |  | RFQ-00051 | Ahmed Sameh | MEP (Electro Mechanical) | 2024-08-19 | supply of wiring devices | Approved | 11.13 - Abd Al Rahman Ibrahim-BILL NO. 3.2: Main Pump Station-3.2.4-b | Industrial Single Phase Switched Power Socket 220v, 25A, 2-pin Type Complete With Earthing Contact And Cover. | NO | 1 | 1 | 3023.75 | 3023.75 | MAT_Raw | Mega Electric | 11.13 - Abd Al Rahman Ibrahim-BILL NO. 3.2: Main Pump Station-3.2.4-b | Industrial Single Phase Switched Power Socket 220v, 25A, 2-pin Type Complete With Earthing Contact And Cover. | NO | 1 | 16.61 | 16.61 | EUR | MAT_Raw
Qasr Rashwan - Lot B _0208 |  | RFQ-00051 | Ahmed Sameh | MEP (Electro Mechanical) | 2024-08-19 | supply of wiring devices | Approved | 10.25 - Abd Al Azeem Al Sofy-BILL NO.7.2: Generator Shed-7.2.3-a | One Way, One-gang Lighting Switch 10A. | NO | 1 | 1 | 176.25 | 176.25 | MAT_Raw | Mega Electric | 10.25 - Abd Al Azeem Al Sofy-BILL NO.7.2: Generator Shed-7.2.3-a | One Way, One-gang Lighting Switch 10A. | NO | 1 | 7.08 | 7.08 | EUR | MAT_Raw
Qasr Rashwan - Lot B _0208 |  | RFQ-00051 | Ahmed Sameh | MEP (Electro Mechanical) | 2024-08-19 | supply of wiring devices | Approved | 11.23 - Abd Al Rahman Ibrahim- BILL NO. 6.3: Admin Room-6.3.3-a | One Way, Two-gang Lighting Switch 10A. | NO | 2 | 2 | 233.75 | 467.5 | MAT_Raw | Mega Electric | 11.23 - Abd Al Rahman Ibrahim- BILL NO. 6.3: Admin Room-6.3.3-a | One Way, Two-gang Lighting Switch 10A. | NO | 2 | 9.41 | 18.82 | EUR | MAT_Raw
Qasr Rashwan - Lot B _0208 |  | RFQ-00051 | Ahmed Sameh | MEP (Electro Mechanical) | 2024-08-19 | supply of wiring devices | Approved | 14.18 - Iz. Abou Hussein-BILL NO. 4.3: Guard room-4.3.4-a | Single Phase Switched Socket 220v, 16A, 2-pin Type Complete With Earthing Contact. | NO | 3 | 3 | 273.75 | 821.25 | MAT_Raw | Mega Electric | 14.18 - Iz. Abou Hussein-BILL NO. 4.3: Guard room-4.3.4-a | Single Phase Switched Socket 220v, 16A, 2-pin Type Complete With Earthing Contact. | NO | 3 | 8.72 | 26.16 | EUR | MAT_Raw
Qasr Rashwan - Lot B _0208 |  | RFQ-00051 | Ahmed Sameh | MEP (Electro Mechanical) | 2024-08-19 | supply of wiring devices | Approved | 13.13 - Iz.Salih Shamatah-BILL NO. 3.2: Main Pump Station-3.2.3-a | One Way, One-gang Lighting Switch 10A. | NO | 1 | 1 | 176.25 | 176.25 | MAT_Raw | Mega Electric | 13.13 - Iz.Salih Shamatah-BILL NO. 3.2: Main Pump Station-3.2.3-a | One Way, One-gang Lighting Switch 10A. | NO | 1 | 7.08 | 7.08 | EUR | MAT_Raw
Qasr Rashwan - Lot B _0208 |  | RFQ-00051 | Ahmed Sameh | MEP (Electro Mechanical) | 2024-08-19 | supply of wiring devices | Approved | 12.13 - Iz. Suleiman Tadrus-BILL NO. 3.2: Main Pump Station-3.2.3-b | Ditto As Above Item, But Of Weatherproof Type. | NO | 1 | 1 | 250 | 250 | MAT_Raw | Mega Electric | 12.13 - Iz. Suleiman Tadrus-BILL NO. 3.2: Main Pump Station-3.2.3-b | Ditto As Above Item, But Of Weatherproof Type. | NO | 1 | 10.13 | 10.13 | EUR | MAT_Raw
Qasr Rashwan - Lot B _0208 |  | RFQ-00051 | Ahmed Sameh | MEP (Electro Mechanical) | 2024-08-19 | supply of wiring devices | Approved | 13.13 - Iz.Salih Shamatah-BILL NO. 3.2: Main Pump Station-3.2.4-a | Single Phase Switched Socket 220v, 16A, 2-pin Type Complete With Earthing Contact. | NO | 2 | 2 | 273.75 | 547.5 | MAT_Raw | Mega Electric | 13.13 - Iz.Salih Shamatah-BILL NO. 3.2: Main Pump Station-3.2.4-a | Single Phase Switched Socket 220v, 16A, 2-pin Type Complete With Earthing Contact. | NO | 2 | 8.72 | 17.44 | EUR | MAT_Raw
Qasr Rashwan - Lot B _0208 |  | RFQ-00051 | Ahmed Sameh | MEP (Electro Mechanical) | 2024-08-19 | supply of wiring devices | Approved | 14.13 - Iz. Abou Hussein-BILL NO. 3.2: Main Pump Station-3.2.4-c | Industrial Three Phase Switched Socket 380v, 32A, 4-pin Type Complete With Earthing Contact And Plug, Totally Enclosed (IP54). | NO | 1 | 1 | 3631.25 | 3631.25 | MAT_Raw | Mega Electric | 14.13 - Iz. Abou Hussein-BILL NO. 3.2: Main Pump Station-3.2.4-c | Industrial Three Phase Switched Socket 380v, 32A, 4-pin Type Complete With Earthing Contact And Plug, Totally Enclosed (IP54). | NO | 1 | 35.89 | 35.89 | EUR | MAT_Raw
Qasr Rashwan - Lot B _0208 |  | RFQ-00051 | Ahmed Sameh | MEP (Electro Mechanical) | 2024-08-19 | supply of wiring devices | Approved | 12.18 - Iz. Suleiman Tadrus-BILL NO. 4.3: Guard room-4.3.4-a | Single Phase Switched Socket 220v, 16A, 2-pin Type Complete With Earthing Contact. | NO | 3 | 3 | 273.75 | 821.25 | MAT_Raw | Mega Electric | 12.18 - Iz. Suleiman Tadrus-BILL NO. 4.3: Guard room-4.3.4-a | Single Phase Switched Socket 220v, 16A, 2-pin Type Complete With Earthing Contact. | NO | 3 | 8.72 | 26.16 | EUR | MAT_Raw
Qasr Rashwan - Lot B _0208 |  | RFQ-00051 | Ahmed Sameh | MEP (Electro Mechanical) | 2024-08-19 | supply of wiring devices | Approved | 12.18 - Iz. Suleiman Tadrus-BILL NO. 4.3: Guard room-4.3.4-b | Single Phase Switched waterproof Socket, 220V, 16A, 3 Pin Complete With Cover (IP55) | NO | 1 | 1 | 312.5 | 312.5 | MAT_Raw | Mega Electric | 12.18 - Iz. Suleiman Tadrus-BILL NO. 4.3: Guard room-4.3.4-b | Single Phase Switched waterproof Socket, 220V, 16A, 3 Pin Complete With Cover (IP55) | NO | 1 | 11.05 | 11.05 | EUR | MAT_Raw
Qasr Rashwan - Lot B _0208 |  | RFQ-00051 | Ahmed Sameh | MEP (Electro Mechanical) | 2024-08-19 | supply of wiring devices | Approved | 14.13 - Iz. Abou Hussein-BILL NO. 3.2: Main Pump Station-3.2.3-c | One Way, Two-gang Lighting Switch 10A. | NO | 1 | 1 | 233.75 | 233.75 | MAT_Raw | Mega Electric | 14.13 - Iz. Abou Hussein-BILL NO. 3.2: Main Pump Station-3.2.3-c | One Way, Two-gang Lighting Switch 10A. | NO | 1 | 9.41 | 9.41 | EUR | MAT_Raw
Qasr Rashwan - Lot B _0208 |  | RFQ-00051 | Ahmed Sameh | MEP (Electro Mechanical) | 2024-08-19 | supply of wiring devices | Approved | 11.23 - Abd Al Rahman Ibrahim- BILL NO. 6.3: Admin Room-6.3.4-b | Single Phase Switched waterproof Socket, 220V, 16A, 3 Pin Complete With Cover (IP55) | NO | 1 | 1 | 312.5 | 312.5 | MAT_Raw | Mega Electric | 11.23 - Abd Al Rahman Ibrahim- BILL NO. 6.3: Admin Room-6.3.4-b | Single Phase Switched waterproof Socket, 220V, 16A, 3 Pin Complete With Cover (IP55) | NO | 1 | 11.05 | 11.05 | EUR | MAT_Raw
Qasr Rashwan - Lot B _0208 |  | RFQ-00051 | Ahmed Sameh | MEP (Electro Mechanical) | 2024-08-19 | supply of wiring devices | Approved | 12.20 - Iz. Suleiman Tadrus-BILL NO. 5.2: Store-5.2.3- | One Way, Three-gang Lighting Switch 10A. | NO | 1 | 1 | 291.25 | 291.25 | MAT_Raw | Mega Electric | 12.20 - Iz. Suleiman Tadrus-BILL NO. 5.2: Store-5.2.3- | One Way, Three-gang Lighting Switch 10A. | NO | 1 | 11.75 | 11.75 | EUR | MAT_Raw
Qasr Rashwan - Lot B _0208 |  | RFQ-00051 | Ahmed Sameh | MEP (Electro Mechanical) | 2024-08-19 | supply of wiring devices | Approved | 14.18 - Iz. Abou Hussein-BILL NO. 4.3: Guard room-4.3.3-a | One Way, Two-gang Lighting Switch 10A. | NO | 2 | 2 | 233.75 | 467.5 | MAT_Raw | Mega Electric | 14.18 - Iz. Abou Hussein-BILL NO. 4.3: Guard room-4.3.3-a | One Way, Two-gang Lighting Switch 10A. | NO | 2 | 9.41 | 18.82 | EUR | MAT_Raw
Qasr Rashwan - Lot B _0208 |  | RFQ-00051 | Ahmed Sameh | MEP (Electro Mechanical) | 2024-08-19 | supply of wiring devices | Approved | 12.13 - Iz. Suleiman Tadrus-BILL NO. 3.2: Main Pump Station-3.2.4-a | Single Phase Switched Socket 220v, 16A, 2-pin Type Complete With Earthing Contact. | NO | 3 | 3 | 273.75 | 821.25 | MAT_Raw | Mega Electric | 12.13 - Iz. Suleiman Tadrus-BILL NO. 3.2: Main Pump Station-3.2.4-a | Single Phase Switched Socket 220v, 16A, 2-pin Type Complete With Earthing Contact. | NO | 3 | 8.72 | 26.16 | EUR | MAT_Raw
Qasr Rashwan - Lot B _0208 |  | RFQ-00051 | Ahmed Sameh | MEP (Electro Mechanical) | 2024-08-19 | supply of wiring devices | Approved | 10.23 - Abd Al Azeem Al Sofy- BILL NO. 6.3: Admin Room-6.3.4-a | Single Phase Switched Socket 220v, 16A, 2-pin Type Complete With Earthing Contact. | NO | 3 | 3 | 273.75 | 821.25 | MAT_Raw | Mega Electric | 10.23 - Abd Al Azeem Al Sofy- BILL NO. 6.3: Admin Room-6.3.4-a | Single Phase Switched Socket 220v, 16A, 2-pin Type Complete With Earthing Contact. | NO | 3 | 8.72 | 26.16 | EUR | MAT_Raw
Qasr Rashwan - Lot B _0208 |  | RFQ-00051 | Ahmed Sameh | MEP (Electro Mechanical) | 2024-08-19 | supply of wiring devices | Approved | 13.20 - Iz.Salih Shamatah-BILL NO. 5.2: Store-5.2.3- | One Way, Three-gang Lighting Switch 10A. | NO | 1 | 1 | 291.25 | 291.25 | MAT_Raw | Mega Electric | 13.20 - Iz.Salih Shamatah-BILL NO. 5.2: Store-5.2.3- | One Way, Three-gang Lighting Switch 10A. | NO | 1 | 11.75 | 11.75 | EUR | MAT_Raw
Qasr Rashwan - Lot B _0208 |  | RFQ-00051 | Ahmed Sameh | MEP (Electro Mechanical) | 2024-08-19 | supply of wiring devices | Approved | 11.25 - Abd Al Rahman Ibrahim-BILL NO.7.2: Generator Shed-7.2.3-a | One Way, One-gang Lighting Switch 10A. | NO | 1 | 1 | 176.25 | 176.25 | MAT_Raw | Mega Electric | 11.25 - Abd Al Rahman Ibrahim-BILL NO.7.2: Generator Shed-7.2.3-a | One Way, One-gang Lighting Switch 10A. | NO | 1 | 7.08 | 7.08 | EUR | MAT_Raw
Qasr Rashwan - Lot B _0208 |  | RFQ-00051 | Ahmed Sameh | MEP (Electro Mechanical) | 2024-08-19 | supply of wiring devices | Approved | 14.21 - Iz. Abou Hussein-BILL NO. 5.3: Admin Room-6.3.4-a | Single Phase Switched Socket 220v, 16A, 2-pin Type Complete With Earthing Contact. | NO | 3 | 3 | 273.75 | 821.25 | MAT_Raw | Mega Electric | 14.21 - Iz. Abou Hussein-BILL NO. 5.3: Admin Room-6.3.4-a | Single Phase Switched Socket 220v, 16A, 2-pin Type Complete With Earthing Contact. | NO | 3 | 8.72 | 26.16 | EUR | MAT_Raw
Qasr Rashwan - Lot B _0208 |  | RFQ-00051 | Ahmed Sameh | MEP (Electro Mechanical) | 2024-08-19 | supply of wiring devices | Approved | 10.13 - Abd Al Azeem Al Sofy-BILL NO. 3.2: Main Pump Station-3.2.4-c | Industrial Three Phase Switched Socket 380v, 32A, 4-pin Type Complete With Earthing Contact And Plug, Totally Enclosed (IP54). | NO | 1 | 1 | 3631.25 | 3631.25 | MAT_Raw | Mega Electric | 10.13 - Abd Al Azeem Al Sofy-BILL NO. 3.2: Main Pump Station-3.2.4-c | Industrial Three Phase Switched Socket 380v, 32A, 4-pin Type Complete With Earthing Contact And Plug, Totally Enclosed (IP54). | NO | 1 | 35.89 | 35.89 | EUR | MAT_Raw
Qasr Rashwan - Lot B _0208 |  | RFQ-00051 | Ahmed Sameh | MEP (Electro Mechanical) | 2024-08-19 | supply of wiring devices | Approved | 13.18 - Iz.Salih Shamatah-BILL NO. 4.3: Guard room-4.3.3-a | One Way, Two-gang Lighting Switch 10A. | NO | 2 | 2 | 233.75 | 467.5 | MAT_Raw | Mega Electric | 13.18 - Iz.Salih Shamatah-BILL NO. 4.3: Guard room-4.3.3-a | One Way, Two-gang Lighting Switch 10A. | NO | 2 | 9.41 | 18.82 | EUR | MAT_Raw
Qasr Rashwan Lot A _0207 |  | RFQ-00054 | Ibrahim Ahmed | MEP (Electro Mechanical) | 2024-08-25 | supply Water Hammering System | Approved | 11.15 - 2. Murad Al Gendy.Murad Al Gendy W Al Sanahra-Bill No.3.4 - Murad Al Gendy W Al Sanahra Pump Station (Mechanical works)-3.4.6-a. | Supply, Test, Delivery, Erection of Hammering control systems, complete with compressors and all accessories as per Contract documents, the Contractor is responsible for the anti-hammer system .protection system comprises of the following components:- - Surge vessel 10 m3 ( d: 1.9 m - 3.6 m height ) | ECH | 1 | 1 | 2396908 | 2396908 | MAT_Raw | الزهراء لاعمال التكييف | 11.15 - 2. Murad Al Gendy.Murad Al Gendy W Al Sanahra-Bill No.3.4 - Murad Al Gendy W Al Sanahra Pump Station (Mechanical works)-3.4.6-a. | Supply, Test, Delivery, Erection of Hammering control systems, complete with compressors and all accessories as per Contract documents, the Contractor is responsible for the anti-hammer system .protection system comprises of the following components:- - Surge vessel 10 m3 ( d: 1.9 m - 3.6 m height ) | ECH | 1 | 1265500 | 1265500 | EGP | MAT_Raw
Qasr Rashwan Lot A _0207 |  | RFQ-00054 | Ibrahim Ahmed | MEP (Electro Mechanical) | 2024-08-25 | supply Water Hammering System | Approved | 12.16 - 3. Manshya fanous.Mansheya Fanous-Bill. - Mansheya Fanous Pump Station (Main)-3.4.6-a. | Supply, Test, Delivery, Erection of Hammering control systems, complete with all accessories as per Contract documents, the Contractor is responsible for the anti-hammer system .protection system comprises of the following components: -Hybrid surge vessel 12 m3 ( d: 1.9 m - 4.3 m height ) | ECH | 1 | 1 | 2396908 | 2396908 | MAT_Raw | الزهراء لاعمال التكييف | 12.16 - 3. Manshya fanous.Mansheya Fanous-Bill. - Mansheya Fanous Pump Station (Main)-3.4.6-a. | Supply, Test, Delivery, Erection of Hammering control systems, complete with all accessories as per Contract documents, the Contractor is responsible for the anti-hammer system .protection system comprises of the following components: -Hybrid surge vessel 12 m3 ( d: 1.9 m - 4.3 m height ) | ECH | 1 | 850500 | 850500 | EGP | MAT_Raw
Qasr Rashwan Lot A _0207 |  | RFQ-00054 | Ibrahim Ahmed | MEP (Electro Mechanical) | 2024-08-25 | supply Water Hammering System | Approved | 12.32 - 3. Manshya fanous.Mansheya Fanous-Bill No.3.4 - Mansheya Fanous Pump Station (Secondary)-10.4.5-a. | Supply, Test, Delivery, Erection of Hammering control systems, complete with all accessories as per Contract documents, the Contractor is responsible for the anti-hammer system .protection system comprises of the following components: -Hybrid surge vessel 5 m3 ( d: 1.2 m - 4.5 m height ) | ECH | 1 | 1 | 1337151.93 | 1337151.93 | MAT_Raw | الزهراء لاعمال التكييف | 12.32 - 3. Manshya fanous.Mansheya Fanous-Bill No.3.4 - Mansheya Fanous Pump Station (Secondary)-10.4.5-a. | Supply, Test, Delivery, Erection of Hammering control systems, complete with all accessories as per Contract documents, the Contractor is responsible for the anti-hammer system .protection system comprises of the following components: -Hybrid surge vessel 5 m3 ( d: 1.2 m - 4.5 m height ) | ECH | 1 | 515250 | 515250 | EGP | MAT_Raw
Qasr Rashwan - Lot B _0208 |  | RFQ-00054 | Ibrahim Ahmed | MEP (Electro Mechanical) | 2024-08-25 | supply Water Hammering System | Approved | 15.15 - Al Burm-Bill No.3.4: Mechanical Works - Pumping Station-3.4.6-a. | Supply, Test, Delivery, Erection of Hammering control systems, complete all accessories as per Contract documents, the Contractor is responsible for the anti- hammer system .protection system comprises of the following components:- - Hybrid surge vessel 5 m3 ( d: 1.5 m - 3 m height ) | ECH | 1 | 1 | 1436725 | 1436725 | MAT_Raw | الزهراء لاعمال التكييف | 15.15 - Al Burm-Bill No.3.4: Mechanical Works - Pumping Station-3.4.6-a. | Supply, Test, Delivery, Erection of Hammering control systems, complete all accessories as per Contract documents, the Contractor is responsible for the anti- hammer system .protection system comprises of the following components:- - Hybrid surge vessel 5 m3 ( d: 1.5 m - 3 m height ) | ECH | 1 | 515250 | 515250 | EGP | MAT_Raw
Qasr Rashwan - Lot B _0208 |  | RFQ-00054 | Ibrahim Ahmed | MEP (Electro Mechanical) | 2024-08-25 | supply Water Hammering System | Approved | 10.15 - Abd Al Azeem Al Sofy -Bill No.3.4: Mechanical Works - Pumping Station-3.4.6-a. | Supply, Test, Delivery, Erection of Hammering control systems, complete with compressors and all accessories as per Contract documents, the Contractor is responsible for the anti-hammer system .protection system comprises of the following components:- - Surge vessel 12 m3 ( d: 1.9 m - 4.3 m height ) | ECH | 1 | 1 | 2669011.83 | 2669011.83 | MAT_Raw | الزهراء لاعمال التكييف | 10.15 - Abd Al Azeem Al Sofy -Bill No.3.4: Mechanical Works - Pumping Station-3.4.6-a. | Supply, Test, Delivery, Erection of Hammering control systems, complete with compressors and all accessories as per Contract documents, the Contractor is responsible for the anti-hammer system .protection system comprises of the following components:- - Surge vessel 12 m3 ( d: 1.9 m - 4.3 m height ) | ECH | 1 | 1300000 | 1300000 | EGP | MAT_Raw
Qasr Rashwan - Lot B _0208 |  | RFQ-00054 | Ibrahim Ahmed | MEP (Electro Mechanical) | 2024-08-25 | supply Water Hammering System | Approved | 13.15 - Salih Shamatah-Bill No.3.4: Mechanical Works - Pumping Station-3.4.6-a. | Supply, Test, Delivery, Erection of Hammering control systems, complete all accessories as per Contract documents, the Contractor is responsible for the anti- hammer system .protection system comprises of the following components:- - Hybrid surge vessel 5 m3 ( d: 1.5 m - 3 m height ) | ECH | 1 | 1 | 1337500 | 1337500 | MAT_Raw | الزهراء لاعمال التكييف | 13.15 - Salih Shamatah-Bill No.3.4: Mechanical Works - Pumping Station-3.4.6-a. | Supply, Test, Delivery, Erection of Hammering control systems, complete all accessories as per Contract documents, the Contractor is responsible for the anti- hammer system .protection system comprises of the following components:- - Hybrid surge vessel 5 m3 ( d: 1.5 m - 3 m height ) | ECH | 1 | 515250 | 515250 | EGP | MAT_Raw
Qasr Rashwan - Lot B _0208 |  | RFQ-00054 | Ibrahim Ahmed | MEP (Electro Mechanical) | 2024-08-25 | supply Water Hammering System | Approved | 14.15 - Abou Hussein-Bill No.3.4: Mechanical Works - Pumping Station-3.4.6-a. | Supply, Test, Delivery, Erection of Hammering control systems, complete all accessories as per Contract documents, the Contractor is responsible for the anti- hammer system .protection system comprises of the following components:- - Hybrid surge vessel 5 m3 ( d: 1.5 m - 3 m height ) | ECH | 1 | 1 | 1436725 | 1436725 | MAT_Raw | الزهراء لاعمال التكييف | 14.15 - Abou Hussein-Bill No.3.4: Mechanical Works - Pumping Station-3.4.6-a. | Supply, Test, Delivery, Erection of Hammering control systems, complete all accessories as per Contract documents, the Contractor is responsible for the anti- hammer system .protection system comprises of the following components:- - Hybrid surge vessel 5 m3 ( d: 1.5 m - 3 m height ) | ECH | 1 | 515250 | 515250 | EGP | MAT_Raw
Qasr Rashwan Lot A _0207 |  | RFQ-00054 | Ibrahim Ahmed | MEP (Electro Mechanical) | 2024-08-25 | supply Water Hammering System | Approved | 10.16 - 1. Saad Al Rouby.Saad Al Rouby-Bill No.3.4 - Saad Al Rouby Pump Station (Mechanical works)-3.4.6-a. | Supply, Test, Delivery, Erection of Hammering control systems, complete with compressors all accessories as per Contract documents, the Contractor is responsible for the anti-hammer system .protection system comprises of the following components: - Surge vessel 10 m3 ( d: 1.9 m - 3.6 m height ) | ECH | 1 | 1 | 2396908 | 2396908 | MAT_Raw | الزهراء لاعمال التكييف | 10.16 - 1. Saad Al Rouby.Saad Al Rouby-Bill No.3.4 - Saad Al Rouby Pump Station (Mechanical works)-3.4.6-a. | Supply, Test, Delivery, Erection of Hammering control systems, complete with compressors all accessories as per Contract documents, the Contractor is responsible for the anti-hammer system .protection system comprises of the following components: - Surge vessel 10 m3 ( d: 1.9 m - 3.6 m height ) | ECH | 1 | 1265500 | 1265500 | EGP | MAT_Raw
Qasr Rashwan Lot A _0207 |  | RFQ-00046 | Mostafa Ashraf | MEP (Electro Mechanical) | 2024-08-05 | Supply of Control System | Approved | 12.31 - Mansheya Fanous-SEC. Pump Station NO. 10.3-10.3.5- | Supply, installation, calibration, connection and testing of the electromagnetic flow meter on the main discharge line (150mm diameter) (consists of separate sensor and transmitter with digital indicator) including all necessary accessories required for installation and operation requirements. | NO | 1 | 1 | 171909 | 171909 | MAT_Raw | EMAS (ELSEWEDY INDUSTRIES Group) | 12.31 - Mansheya Fanous-SEC. Pump Station NO. 10.3-10.3.5- | Supply, installation, calibration, connection and testing of the electromagnetic flow meter on the main discharge line (150mm diameter) (consists of separate sensor and transmitter with digital indicator) including all necessary accessories required for installation and operation requirements. | NO | 1 | 9613.54 | 9613.54 | EUR | MAT_Raw
Qasr Rashwan Lot A _0207 |  | RFQ-00046 | Mostafa Ashraf | MEP (Electro Mechanical) | 2024-08-05 | Supply of Control System | Approved | 12.15 - Mansheya Fanous-Main Pump Station NO. 3.3-3.3.4- | Supply, installation, programming, connecting, commissioning and testing of the control panel (2mm thickness) including the(Conformal coated) Programmable Logic Controller (PLC) consists of: Power supply Module CPU Module Digital Input Modules Digital Output Modules Analog Input Modules Analog Output Modules (If required) Complete with programming software, electrical protection devices, input and output isolation units, industrial switch, electrical feed, insulation transformer, lighting bulb, connection with main control system and all necessary accessories and devices. | NO | 1 | 1 | 522258 | 522258 | MAT_Raw | EMAS (ELSEWEDY INDUSTRIES Group) | 12.15 - Mansheya Fanous-Main Pump Station NO. 3.3-3.3.4- | Supply, installation, programming, connecting, commissioning and testing of the control panel (2mm thickness) including the(Conformal coated) Programmable Logic Controller (PLC) consists of: Power supply Module CPU Module Digital Input Modules Digital Output Modules Analog Input Modules Analog Output Modules (If required) Complete with programming software, electrical protection devices, input and output isolation units, industrial switch, electrical feed, insulation transformer, lighting bulb, connection with main control system and all necessary accessories and devices. | NO | 1 | 20931 | 20931 | EUR | MAT_Raw
Qasr Rashwan Lot A _0207 |  | RFQ-00046 | Mostafa Ashraf | MEP (Electro Mechanical) | 2024-08-05 | Supply of Control System | Approved | 11.14 - Murad Al Gendy W Al Sanahra-Main Pump Station NO. 3.3-3.3.4- | Supply, installation, programming, connecting, commissioning and testing of the control panel (2mm thickness) including the(Conformal coated) Programmable Logic Controller (PLC) consists of: Power supply Module CPU Module Digital Input Modules Digital Output Modules Analog Input Modules Analog Output Modules (If required) Complete with programming software, electrical protection devices, input and output isolation units, industrial switch, electrical feed, insulation transformer, lighting bulb, connection with main control system and all necessary accessories and devices. | NO | 1 | 1 | 522258 | 522258 | MAT_Raw | EMAS (ELSEWEDY INDUSTRIES Group) | 11.14 - Murad Al Gendy W Al Sanahra-Main Pump Station NO. 3.3-3.3.4- | Supply, installation, programming, connecting, commissioning and testing of the control panel (2mm thickness) including the(Conformal coated) Programmable Logic Controller (PLC) consists of: Power supply Module CPU Module Digital Input Modules Digital Output Modules Analog Input Modules Analog Output Modules (If required) Complete with programming software, electrical protection devices, input and output isolation units, industrial switch, electrical feed, insulation transformer, lighting bulb, connection with main control system and all necessary accessories and devices. | NO | 1 | 20931 | 20931 | EUR | MAT_Raw
Qasr Rashwan Lot A _0207 |  | RFQ-00046 | Mostafa Ashraf | MEP (Electro Mechanical) | 2024-08-05 | Supply of Control System | Approved | 12.31 - Mansheya Fanous-SEC. Pump Station NO. 10.3-10.3.4- | Supply, installation, programming, connecting, commissioning and testing of the control panel (2mm thickness) including the(Conformal coated) Programmable Logic Controller (PLC) consists of: Power supply Module CPU Module Digital Input Modules Digital Output Modules Analog Input Modules Analog Output Modules (If required) Complete with programming software, electrical protection devices, input and output isolation units, industrial switch, electrical feed, insulation transformer, lighting bulb, connection with main control system and all necessary accessories and devices. | NO | 1 | 1 | 522258 | 522258 | MAT_Raw | EMAS (ELSEWEDY INDUSTRIES Group) | 12.31 - Mansheya Fanous-SEC. Pump Station NO. 10.3-10.3.4- | Supply, installation, programming, connecting, commissioning and testing of the control panel (2mm thickness) including the(Conformal coated) Programmable Logic Controller (PLC) consists of: Power supply Module CPU Module Digital Input Modules Digital Output Modules Analog Input Modules Analog Output Modules (If required) Complete with programming software, electrical protection devices, input and output isolation units, industrial switch, electrical feed, insulation transformer, lighting bulb, connection with main control system and all necessary accessories and devices. | NO | 1 | 20482.3 | 20482.3 | EUR | MAT_Raw
Qasr Rashwan Lot A _0207 |  | RFQ-00046 | Mostafa Ashraf | MEP (Electro Mechanical) | 2024-08-05 | Supply of Control System | Approved | 13.14 - Khulusi-Main Pump Station NO. 3.3-3.3.4- | Supply, installation, programming, connecting, commissioning and testing of the control panel (2mm thickness) including the(Conformal coated) Programmable Logic Controller (PLC) consists of: Power supply Module CPU Module Digital Input Modules Digital Output Modules Analog Input Modules Analog Output Modules (If required) Complete with programming software, electrical protection devices, input and output isolation units, industrial switch, electrical feed, insulation transformer, lighting bulb, connection with main control system and all necessary accessories and devices. | NO | 1 | 1 | 522258 | 522258 | MAT_Raw | EMAS (ELSEWEDY INDUSTRIES Group) | 13.14 - Khulusi-Main Pump Station NO. 3.3-3.3.4- | Supply, installation, programming, connecting, commissioning and testing of the control panel (2mm thickness) including the(Conformal coated) Programmable Logic Controller (PLC) consists of: Power supply Module CPU Module Digital Input Modules Digital Output Modules Analog Input Modules Analog Output Modules (If required) Complete with programming software, electrical protection devices, input and output isolation units, industrial switch, electrical feed, insulation transformer, lighting bulb, connection with main control system and all necessary accessories and devices. | NO | 1 | 20931 | 20931 | EUR | MAT_Raw
Qasr Rashwan Lot A _0207 |  | RFQ-00046 | Mostafa Ashraf | MEP (Electro Mechanical) | 2024-08-05 | Supply of Control System | Approved | 10.15 - Saad Al Rouby-Main Pump Station NO. 3.3-3.3.4- | Supply, installation, programming, connecting, commissioning and testing of the control panel (2mm thickness) including the(Conformal coated) Programmable Logic Controller (PLC) consists of: Power supply Module CPU Module Digital Input Modules Digital Output Modules Analog Input Modules Analog Output Modules (If required) Complete with programming software, electrical protection devices, input and output isolation units, industrial switch, electrical feed, insulation transformer, lighting bulb, connection with main control system and all necessary accessories and devices. | NO | 1 | 1 | 522258 | 522258 | MAT_Raw | EMAS (ELSEWEDY INDUSTRIES Group) | 10.15 - Saad Al Rouby-Main Pump Station NO. 3.3-3.3.4- | Supply, installation, programming, connecting, commissioning and testing of the control panel (2mm thickness) including the(Conformal coated) Programmable Logic Controller (PLC) consists of: Power supply Module CPU Module Digital Input Modules Digital Output Modules Analog Input Modules Analog Output Modules (If required) Complete with programming software, electrical protection devices, input and output isolation units, industrial switch, electrical feed, insulation transformer, lighting bulb, connection with main control system and all necessary accessories and devices. | NO | 1 | 20931 | 20931 | EUR | MAT_Raw
Qasr Rashwan Lot A _0207 |  | RFQ-00046 | Mostafa Ashraf | MEP (Electro Mechanical) | 2024-08-05 | Supply of Control System | Approved | 14.14 - Albersly & Iz.Alasfar-Main Pump Station NO. 3.3-3.3.4- | Supply, installation, programming, connecting, commissioning and testing of the control panel (2mm thickness) including the(Conformal coated) Programmable Logic Controller (PLC) consists of: Power supply Module CPU Module Digital Input Modules Digital Output Modules Analog Input Modules Analog Output Modules (If required) Complete with programming software, electrical protection devices, input and output isolation units, industrial switch, electrical feed, insulation transformer, lighting bulb, connection with main control system and all necessary accessories and devices. | NO | 1 | 1 | 522258 | 522258 | MAT_Raw | EMAS (ELSEWEDY INDUSTRIES Group) | 14.14 - Albersly & Iz.Alasfar-Main Pump Station NO. 3.3-3.3.4- | Supply, installation, programming, connecting, commissioning and testing of the control panel (2mm thickness) including the(Conformal coated) Programmable Logic Controller (PLC) consists of: Power supply Module CPU Module Digital Input Modules Digital Output Modules Analog Input Modules Analog Output Modules (If required) Complete with programming software, electrical protection devices, input and output isolation units, industrial switch, electrical feed, insulation transformer, lighting bulb, connection with main control system and all necessary accessories and devices. | NO | 1 | 20482.3 | 20482.3 | EUR | MAT_Raw
Qasr Rashwan Lot A _0207 |  | RFQ-00046 | Mostafa Ashraf | MEP (Electro Mechanical) | 2024-08-05 | Supply of Control System | Approved | 12.15 - Mansheya Fanous-Main Pump Station NO. 3.3-3.3.5- | Supply, installation, calibration, connection and testing of the electromagnetic flow meter on the main discharge line (250mm diameter) (consists of separate sensor and transmitter with digital indicator) including all necessary accessories required for installation and operation requirements. | NO | 1 | 1 | 266364 | 266364 | MAT_Raw | EMAS (ELSEWEDY INDUSTRIES Group) | 12.15 - Mansheya Fanous-Main Pump Station NO. 3.3-3.3.5- | Supply, installation, calibration, connection and testing of the electromagnetic flow meter on the main discharge line (250mm diameter) (consists of separate sensor and transmitter with digital indicator) including all necessary accessories required for installation and operation requirements. | NO | 1 | 9613.54 | 9613.54 | EUR | MAT_Raw
Qasr Rashwan Lot A _0207 |  | RFQ-00046 | Mostafa Ashraf | MEP (Electro Mechanical) | 2024-08-05 | Supply of Control System | Approved | 10.15 - Saad Al Rouby-Main Pump Station NO. 3.3-3.3.5- | Supply, installation, calibration, connection and testing of the electromagnetic flow meter on the main discharge line (350mm diameter) (consists of separate sensor and transmitter with digital indicator) including all necessary accessories required for installation and operation requirements. | NO | 1 | 1 | 443806 | 443806 | MAT_Raw | EMAS (ELSEWEDY INDUSTRIES Group) | 10.15 - Saad Al Rouby-Main Pump Station NO. 3.3-3.3.5- | Supply, installation, calibration, connection and testing of the electromagnetic flow meter on the main discharge line (350mm diameter) (consists of separate sensor and transmitter with digital indicator) including all necessary accessories required for installation and operation requirements. | NO | 1 | 9613.54 | 9613.54 | EUR | MAT_Raw
Qasr Rashwan Lot A _0207 |  | RFQ-00046 | Mostafa Ashraf | MEP (Electro Mechanical) | 2024-08-05 | Supply of Control System | Approved | 14.14 - Albersly & Iz.Alasfar-Main Pump Station NO. 3.3-3.3.5- | Supply, installation, calibration, connection and testing of the electromagnetic flow meter on the main discharge line (150mm diameter) (consists of separate sensor and transmitter with digital indicator) including all necessary accessories required for installation and operation requirements. | NO | 1 | 1 | 266645 | 266645 | MAT_Raw | EMAS (ELSEWEDY INDUSTRIES Group) | 14.14 - Albersly & Iz.Alasfar-Main Pump Station NO. 3.3-3.3.5- | Supply, installation, calibration, connection and testing of the electromagnetic flow meter on the main discharge line (150mm diameter) (consists of separate sensor and transmitter with digital indicator) including all necessary accessories required for installation and operation requirements. | NO | 1 | 9613.54 | 9613.54 | EUR | MAT_Raw
Damietta Container Terminal-Infra & Bldgs _0216 |  | RFQ-00012 | Purchasing Engineers | Purchasing | 2024-08-18 | Wood for Construction (PR_97495) | Approved | Total | Plywood 1.22 m * 2.44 m * 18 mm | ECH | 1347 | 300 | 23.7 | 7110 | MAT_Wood | المدد لتجارة الاخشاب والتوريدات | Total | Plywood 1.22 m * 2.44 m * 18 mm | ECH | 300 | 1150 | 345000 | EGP | MAT_Wood
Qasr Rashwan - Lot B _0208 |  | RFQ-00051 | Ahmed Sameh | MEP (Electro Mechanical) | 2024-08-19 | supply of wiring devices | Approved | 15.13 - Iz. Al Burm-BILL NO. 3.2: Main Pump Station-3.2.4-b | Industrial Single Phase Switched Power Socket 220v, 25A, 2-pin Type Complete With Earthing Contact And Cover. | NO | 1 | 1 | 3023.75 | 3023.75 | MAT_Raw | Mega Electric | 15.13 - Iz. Al Burm-BILL NO. 3.2: Main Pump Station-3.2.4-b | Industrial Single Phase Switched Power Socket 220v, 25A, 2-pin Type Complete With Earthing Contact And Cover. | NO | 1 | 16.61 | 16.61 | EUR | MAT_Raw
Qasr Rashwan - Lot B _0208 |  | RFQ-00051 | Ahmed Sameh | MEP (Electro Mechanical) | 2024-08-19 | supply of wiring devices | Approved | 14.21 - Iz. Abou Hussein-BILL NO. 5.3: Admin Room-6.3.3-a | One Way, Two-gang Lighting Switch 10A. | NO | 2 | 2 | 233.75 | 467.5 | MAT_Raw | Mega Electric | 14.21 - Iz. Abou Hussein-BILL NO. 5.3: Admin Room-6.3.3-a | One Way, Two-gang Lighting Switch 10A. | NO | 2 | 9.41 | 18.82 | EUR | MAT_Raw
Qasr Rashwan - Lot B _0208 |  | RFQ-00051 | Ahmed Sameh | MEP (Electro Mechanical) | 2024-08-19 | supply of wiring devices | Approved | 12.25 - Iz. Suleiman Tadrus-BILL NO.7.2: Generator Shed-7.2.3-a | One Way, One-gang Lighting Switch 10A. | NO | 1 | 1 | 176.25 | 176.25 | MAT_Raw | Mega Electric | 12.25 - Iz. Suleiman Tadrus-BILL NO.7.2: Generator Shed-7.2.3-a | One Way, One-gang Lighting Switch 10A. | NO | 1 | 7.08 | 7.08 | EUR | MAT_Raw
Qasr Rashwan - Lot B _0208 |  | RFQ-00051 | Ahmed Sameh | MEP (Electro Mechanical) | 2024-08-19 | supply of wiring devices | Approved | 14.21 - Iz. Abou Hussein-BILL NO. 5.3: Admin Room-6.3.4-b | Single Phase Switched waterproof Socket, 220V, 16A, 3 Pin Complete With Cover (IP55) | NO | 1 | 1 | 312.5 | 312.5 | MAT_Raw | Mega Electric | 14.21 - Iz. Abou Hussein-BILL NO. 5.3: Admin Room-6.3.4-b | Single Phase Switched waterproof Socket, 220V, 16A, 3 Pin Complete With Cover (IP55) | NO | 1 | 11.05 | 11.05 | EUR | MAT_Raw
Qasr Rashwan - Lot B _0208 |  | RFQ-00051 | Ahmed Sameh | MEP (Electro Mechanical) | 2024-08-19 | supply of wiring devices | Approved | 13.13 - Iz.Salih Shamatah-BILL NO. 3.2: Main Pump Station-3.2.3-b | Ditto As Above Item, But Of Weatherproof Type. | NO | 1 | 1 | 250 | 250 | MAT_Raw | Mega Electric | 13.13 - Iz.Salih Shamatah-BILL NO. 3.2: Main Pump Station-3.2.3-b | Ditto As Above Item, But Of Weatherproof Type. | NO | 1 | 10.13 | 10.13 | EUR | MAT_Raw
Qasr Rashwan - Lot B _0208 |  | RFQ-00051 | Ahmed Sameh | MEP (Electro Mechanical) | 2024-08-19 | supply of wiring devices | Approved | 15.23 - Iz. Al Burm- BILL NO. 6.3: Admin Room-6.3.3-a | One Way, Two-gang Lighting Switch 10A. | NO | 2 | 2 | 233.75 | 467.5 | MAT_Raw | Mega Electric | 15.23 - Iz. Al Burm- BILL NO. 6.3: Admin Room-6.3.3-a | One Way, Two-gang Lighting Switch 10A. | NO | 2 | 9.41 | 18.82 | EUR | MAT_Raw
Qasr Rashwan - Lot B _0208 |  | RFQ-00051 | Ahmed Sameh | MEP (Electro Mechanical) | 2024-08-19 | supply of wiring devices | Approved | 10.18 - Abd Al Azeem Al Sofy-BILL NO. 4.3: Guard room-4.3.3-a | One Way, Two-gang Lighting Switch 10A. | NO | 2 | 2 | 233.75 | 467.5 | MAT_Raw | Mega Electric | 10.18 - Abd Al Azeem Al Sofy-BILL NO. 4.3: Guard room-4.3.3-a | One Way, Two-gang Lighting Switch 10A. | NO | 2 | 9.41 | 18.82 | EUR | MAT_Raw
Qasr Rashwan - Lot B _0208 |  | RFQ-00051 | Ahmed Sameh | MEP (Electro Mechanical) | 2024-08-19 | supply of wiring devices | Approved | 11.13 - Abd Al Rahman Ibrahim-BILL NO. 3.2: Main Pump Station-3.2.4-a | Single Phase Switched Socket 220v, 16A, 2-pin Type Complete With Earthing Contact. | NO | 3 | 3 | 273.75 | 821.25 | MAT_Raw | Mega Electric | 11.13 - Abd Al Rahman Ibrahim-BILL NO. 3.2: Main Pump Station-3.2.4-a | Single Phase Switched Socket 220v, 16A, 2-pin Type Complete With Earthing Contact. | NO | 3 | 8.72 | 26.16 | EUR | MAT_Raw
Qasr Rashwan - Lot B _0208 |  | RFQ-00051 | Ahmed Sameh | MEP (Electro Mechanical) | 2024-08-19 | supply of wiring devices | Approved | 12.23 - Iz. Suleiman Tadrus- BILL NO. 6.3: Admin Room-6.3.4-b | Single Phase Switched waterproof Socket, 220V, 16A, 3 Pin Complete With Cover (IP55) | NO | 1 | 1 | 312.5 | 312.5 | MAT_Raw | Mega Electric | 12.23 - Iz. Suleiman Tadrus- BILL NO. 6.3: Admin Room-6.3.4-b | Single Phase Switched waterproof Socket, 220V, 16A, 3 Pin Complete With Cover (IP55) | NO | 1 | 11.05 | 11.05 | EUR | MAT_Raw
Qasr Rashwan - Lot B _0208 |  | RFQ-00051 | Ahmed Sameh | MEP (Electro Mechanical) | 2024-08-19 | supply of wiring devices | Approved | 14.13 - Iz. Abou Hussein-BILL NO. 3.2: Main Pump Station-3.2.3-b | Ditto As Above Item, But Of Weatherproof Type. | NO | 1 | 1 | 250 | 250 | MAT_Raw | Mega Electric | 14.13 - Iz. Abou Hussein-BILL NO. 3.2: Main Pump Station-3.2.3-b | Ditto As Above Item, But Of Weatherproof Type. | NO | 1 | 10.13 | 10.13 | EUR | MAT_Raw
Qasr Rashwan - Lot B _0208 |  | RFQ-00051 | Ahmed Sameh | MEP (Electro Mechanical) | 2024-08-19 | supply of wiring devices | Approved | 11.20 - Abd Al Rahman Ibrahim-BILL NO. 5.2: Store-5.2.3- | One Way, Three-gang Lighting Switch 10A. | NO | 1 | 1 | 291.25 | 291.25 | MAT_Raw | Mega Electric | 11.20 - Abd Al Rahman Ibrahim-BILL NO. 5.2: Store-5.2.3- | One Way, Three-gang Lighting Switch 10A. | NO | 1 | 11.75 | 11.75 | EUR | MAT_Raw
Qasr Rashwan - Lot B _0208 |  | RFQ-00051 | Ahmed Sameh | MEP (Electro Mechanical) | 2024-08-19 | supply of wiring devices | Approved | 12.13 - Iz. Suleiman Tadrus-BILL NO. 3.2: Main Pump Station-3.2.4-b | Industrial Single Phase Switched Power Socket 220v, 25A, 2-pin Type Complete With Earthing Contact And Cover. | NO | 1 | 1 | 3023.75 | 3023.75 | MAT_Raw | Mega Electric | 12.13 - Iz. Suleiman Tadrus-BILL NO. 3.2: Main Pump Station-3.2.4-b | Industrial Single Phase Switched Power Socket 220v, 25A, 2-pin Type Complete With Earthing Contact And Cover. | NO | 1 | 16.61 | 16.61 | EUR | MAT_Raw
Qasr Rashwan - Lot B _0208 |  | RFQ-00051 | Ahmed Sameh | MEP (Electro Mechanical) | 2024-08-19 | supply of wiring devices | Approved | 12.23 - Iz. Suleiman Tadrus- BILL NO. 6.3: Admin Room-6.3.4-a | Single Phase Switched Socket 220v, 16A, 2-pin Type Complete With Earthing Contact. | NO | 3 | 3 | 273.75 | 821.25 | MAT_Raw | Mega Electric | 12.23 - Iz. Suleiman Tadrus- BILL NO. 6.3: Admin Room-6.3.4-a | Single Phase Switched Socket 220v, 16A, 2-pin Type Complete With Earthing Contact. | NO | 3 | 8.72 | 26.16 | EUR | MAT_Raw
Qasr Rashwan - Lot B _0208 |  | RFQ-00051 | Ahmed Sameh | MEP (Electro Mechanical) | 2024-08-19 | supply of wiring devices | Approved | 10.13 - Abd Al Azeem Al Sofy-BILL NO. 3.2: Main Pump Station-3.2.3-a | One Way, One-gang Lighting Switch 10A. | NO | 1 | 1 | 176.25 | 176.25 | MAT_Raw | Mega Electric | 10.13 - Abd Al Azeem Al Sofy-BILL NO. 3.2: Main Pump Station-3.2.3-a | One Way, One-gang Lighting Switch 10A. | NO | 1 | 7.08 | 7.08 | EUR | MAT_Raw
Qasr Rashwan - Lot B _0208 |  | RFQ-00051 | Ahmed Sameh | MEP (Electro Mechanical) | 2024-08-19 | supply of wiring devices | Approved | 12.13 - Iz. Suleiman Tadrus-BILL NO. 3.2: Main Pump Station-3.2.4-c | Industrial Three Phase Switched Socket 380v, 32A, 4-pin Type Complete With Earthing Contact And Plug, Totally Enclosed (IP54). | NO | 1 | 1 | 3631.25 | 3631.25 | MAT_Raw | Mega Electric | 12.13 - Iz. Suleiman Tadrus-BILL NO. 3.2: Main Pump Station-3.2.4-c | Industrial Three Phase Switched Socket 380v, 32A, 4-pin Type Complete With Earthing Contact And Plug, Totally Enclosed (IP54). | NO | 1 | 35.89 | 35.89 | EUR | MAT_Raw
Qasr Rashwan - Lot B _0208 |  | RFQ-00051 | Ahmed Sameh | MEP (Electro Mechanical) | 2024-08-19 | supply of wiring devices | Approved | 13.18 - Iz.Salih Shamatah-BILL NO. 4.3: Guard room-4.3.4-b | Single Phase Switched waterproof Socket, 220V, 16A, 3 Pin Complete With Cover (IP55) | NO | 1 | 1 | 312.5 | 312.5 | MAT_Raw | Mega Electric | 13.18 - Iz.Salih Shamatah-BILL NO. 4.3: Guard room-4.3.4-b | Single Phase Switched waterproof Socket, 220V, 16A, 3 Pin Complete With Cover (IP55) | NO | 1 | 11.05 | 11.05 | EUR | MAT_Raw
Qasr Rashwan - Lot B _0208 |  | RFQ-00051 | Ahmed Sameh | MEP (Electro Mechanical) | 2024-08-19 | supply of wiring devices | Approved | 12.18 - Iz. Suleiman Tadrus-BILL NO. 4.3: Guard room-4.3.3-a | One Way, Two-gang Lighting Switch 10A. | NO | 2 | 2 | 233.75 | 467.5 | MAT_Raw | Mega Electric | 12.18 - Iz. Suleiman Tadrus-BILL NO. 4.3: Guard room-4.3.3-a | One Way, Two-gang Lighting Switch 10A. | NO | 2 | 9.41 | 18.82 | EUR | MAT_Raw
Qasr Rashwan - Lot B _0208 |  | RFQ-00051 | Ahmed Sameh | MEP (Electro Mechanical) | 2024-08-19 | supply of wiring devices | Approved | 14.13 - Iz. Abou Hussein-BILL NO. 3.2: Main Pump Station-3.2.3-a | One Way, One-gang Lighting Switch 10A. | NO | 1 | 1 | 176.25 | 176.25 | MAT_Raw | Mega Electric | 14.13 - Iz. Abou Hussein-BILL NO. 3.2: Main Pump Station-3.2.3-a | One Way, One-gang Lighting Switch 10A. | NO | 1 | 7.08 | 7.08 | EUR | MAT_Raw
Qasr Rashwan - Lot B _0208 |  | RFQ-00051 | Ahmed Sameh | MEP (Electro Mechanical) | 2024-08-19 | supply of wiring devices | Approved | 13.13 - Iz.Salih Shamatah-BILL NO. 3.2: Main Pump Station-3.2.4-c | Industrial Three Phase Switched Socket 380v, 32A, 4-pin Type Complete With Earthing Contact And Plug, Totally Enclosed (IP54). | NO | 1 | 1 | 3631.25 | 3631.25 | MAT_Raw | Mega Electric | 13.13 - Iz.Salih Shamatah-BILL NO. 3.2: Main Pump Station-3.2.4-c | Industrial Three Phase Switched Socket 380v, 32A, 4-pin Type Complete With Earthing Contact And Plug, Totally Enclosed (IP54). | NO | 1 | 35.89 | 35.89 | EUR | MAT_Raw
Qasr Rashwan - Lot B _0208 |  | RFQ-00051 | Ahmed Sameh | MEP (Electro Mechanical) | 2024-08-19 | supply of wiring devices | Approved | 11.13 - Abd Al Rahman Ibrahim-BILL NO. 3.2: Main Pump Station-3.2.3-c | One Way, Two-gang Lighting Switch 10A. | NO | 1 | 1 | 233.75 | 233.75 | MAT_Raw | Mega Electric | 11.13 - Abd Al Rahman Ibrahim-BILL NO. 3.2: Main Pump Station-3.2.3-c | One Way, Two-gang Lighting Switch 10A. | NO | 1 | 9.41 | 9.41 | EUR | MAT_Raw
Qasr Rashwan - Lot B _0208 |  | RFQ-00051 | Ahmed Sameh | MEP (Electro Mechanical) | 2024-08-19 | supply of wiring devices | Approved | 15.13 - Iz. Al Burm-BILL NO. 3.2: Main Pump Station-3.2.4-a | Single Phase Switched Socket 220v, 16A, 2-pin Type Complete With Earthing Contact. | NO | 3 | 3 | 273.75 | 821.25 | MAT_Raw | Mega Electric | 15.13 - Iz. Al Burm-BILL NO. 3.2: Main Pump Station-3.2.4-a | Single Phase Switched Socket 220v, 16A, 2-pin Type Complete With Earthing Contact. | NO | 3 | 8.72 | 26.16 | EUR | MAT_Raw
Qasr Rashwan - Lot B _0208 |  | RFQ-00051 | Ahmed Sameh | MEP (Electro Mechanical) | 2024-08-19 | supply of wiring devices | Approved | 13.23 - Iz.Salih Shamatah- BILL NO. 6.3: Admin Room-6.3.3-a | One Way, Two-gang Lighting Switch 10A. | NO | 2 | 2 | 233.75 | 467.5 | MAT_Raw | Mega Electric | 13.23 - Iz.Salih Shamatah- BILL NO. 6.3: Admin Room-6.3.3-a | One Way, Two-gang Lighting Switch 10A. | NO | 2 | 9.41 | 18.82 | EUR | MAT_Raw
Qasr Rashwan - Lot B _0208 |  | RFQ-00051 | Ahmed Sameh | MEP (Electro Mechanical) | 2024-08-19 | supply of wiring devices | Approved | 15.23 - Iz. Al Burm- BILL NO. 6.3: Admin Room-6.3.4-b | Single Phase Switched waterproof Socket, 220V, 16A, 3 Pin Complete With Cover (IP55) | NO | 1 | 1 | 312.5 | 312.5 | MAT_Raw | Mega Electric | 15.23 - Iz. Al Burm- BILL NO. 6.3: Admin Room-6.3.4-b | Single Phase Switched waterproof Socket, 220V, 16A, 3 Pin Complete With Cover (IP55) | NO | 1 | 11.05 | 11.05 | EUR | MAT_Raw
Qasr Rashwan - Lot B _0208 |  | RFQ-00054 | Ibrahim Ahmed | MEP (Electro Mechanical) | 2024-08-25 | supply Water Hammering System | Approved | 11.15 - Abd Al Rahman Ibrahim-Bill No.3.4: Mechanical Works - Pumping Station-3.4.6-a. | Supply, Test, Delivery, Erection of Hammering control systems, complete with all accessories as per Contract documents, the Contractor is responsible for the anti-hammer system .protection system comprises of the following components:- - Hybrid Surge vessel 6 m3 ( d: 1.5 m - 3.5 m height ) | ECH | 1 | 1 | 1436725 | 1436725 | MAT_Raw | الزهراء لاعمال التكييف | 11.15 - Abd Al Rahman Ibrahim-Bill No.3.4: Mechanical Works - Pumping Station-3.4.6-a. | Supply, Test, Delivery, Erection of Hammering control systems, complete with all accessories as per Contract documents, the Contractor is responsible for the anti-hammer system .protection system comprises of the following components:- - Hybrid Surge vessel 6 m3 ( d: 1.5 m - 3.5 m height ) | ECH | 1 | 550800 | 550800 | EGP | MAT_Raw
Qasr Rashwan - Lot B _0208 |  | RFQ-00054 | Ibrahim Ahmed | MEP (Electro Mechanical) | 2024-08-25 | supply Water Hammering System | Approved | 12.15 - Suleiman Tadrus-Bill No.3.4: Mechanical Works - Pumping Station-3.4.6-a. | Supply, Test, Delivery, Erection of Hammering control systems, complete with all accessories as per Contract documents, the Contractor is responsible for the anti-hammer system .protection system comprises of the following components:- - Hybrid surge vessel 5 m3 ( d: 1.5 m - 3 m height ) | ECH | 1 | 1 | 1436725 | 1436725 | MAT_Raw | الزهراء لاعمال التكييف | 12.15 - Suleiman Tadrus-Bill No.3.4: Mechanical Works - Pumping Station-3.4.6-a. | Supply, Test, Delivery, Erection of Hammering control systems, complete with all accessories as per Contract documents, the Contractor is responsible for the anti-hammer system .protection system comprises of the following components:- - Hybrid surge vessel 5 m3 ( d: 1.5 m - 3 m height ) | ECH | 1 | 515250 | 515250 | EGP | MAT_Raw
Qasr Rashwan - Lot B _0208 |  | RFQ-00049 | Mostafa Shourbagi | MEP (Electro Mechanical) | 2024-08-14 | Corrugated HDPE Pipes | Approved | total | DN/ID 700 mm sewer dia pipes | NO | 880 | 865 | 3876.6 | 3353259 | MAT_Raw | October for pipes | total | DN/ID 700 mm sewer dia pipes | NO | 865 | 4197.42 | 3630768.3 | EGP | MAT_Raw
Qasr Rashwan Lot A _0207 |  | RFQ-00046 | Mostafa Ashraf | MEP (Electro Mechanical) | 2024-08-05 | Supply of Control System | Approved | 13.14 - Khulusi-Main Pump Station NO. 3.3-3.3.5- | Supply, installation, calibration, connection and testing of the electromagnetic flow meter on the main discharge line (200mm diameter) (consists of separate sensor and transmitter with digital indicator) including all necessary accessories required for installation and operation requirements. | NO | 1 | 1 | 207435 | 207435 | MAT_Raw | EMAS (ELSEWEDY INDUSTRIES Group) | 13.14 - Khulusi-Main Pump Station NO. 3.3-3.3.5- | Supply, installation, calibration, connection and testing of the electromagnetic flow meter on the main discharge line (200mm diameter) (consists of separate sensor and transmitter with digital indicator) including all necessary accessories required for installation and operation requirements. | NO | 1 | 9613.54 | 9613.54 | EUR | MAT_Raw
Qasr Rashwan Lot A _0207 |  | RFQ-00046 | Mostafa Ashraf | MEP (Electro Mechanical) | 2024-08-05 | Supply of Control System | Approved | 11.14 - Murad Al Gendy W Al Sanahra-Main Pump Station NO. 3.3-3.3.5- | Supply, installation, calibration, connection and testing of the electromagnetic flow meter on the main discharge line (300mm diameter) (consists of separate sensor and transmitter with digital indicator) including all necessary accessories required for installation and operation requirements. | NO | 1 | 1 | 337341 | 337341 | MAT_Raw | EMAS (ELSEWEDY INDUSTRIES Group) | 11.14 - Murad Al Gendy W Al Sanahra-Main Pump Station NO. 3.3-3.3.5- | Supply, installation, calibration, connection and testing of the electromagnetic flow meter on the main discharge line (300mm diameter) (consists of separate sensor and transmitter with digital indicator) including all necessary accessories required for installation and operation requirements. | NO | 1 | 9613.54 | 9613.54 | EUR | MAT_Raw
Qasr Rashwan Lot A _0207 |  | RFQ-00046 | Mostafa Ashraf | MEP (Electro Mechanical) | 2024-08-05 | Supply of Control System | Approved | 12.15 - Mansheya Fanous-Main Pump Station NO. 3.3-3.3.6- | Supply, installation, calibration, connection and testing of Non-contact Radar level transmitter with range from 0 to 20 meters and beam angle not more than 5 degree (consists of separate sensor and transmitter with digital indicator) including all necessary accessories required for installation and operation requirements. | NO | 1 | 1 | 71127 | 71127 | MAT_Raw | EMAS (ELSEWEDY INDUSTRIES Group) | 12.15 - Mansheya Fanous-Main Pump Station NO. 3.3-3.3.6- | Supply, installation, calibration, connection and testing of Non-contact Radar level transmitter with range from 0 to 20 meters and beam angle not more than 5 degree (consists of separate sensor and transmitter with digital indicator) including all necessary accessories required for installation and operation requirements. | NO | 1 | 1912.3 | 1912.3 | EUR | MAT_Raw
Qasr Rashwan Lot A _0207 |  | RFQ-00046 | Mostafa Ashraf | MEP (Electro Mechanical) | 2024-08-05 | Supply of Control System | Approved | 10.15 - Saad Al Rouby-Main Pump Station NO. 3.3-3.3.6- | Supply, installation, calibration, connection and testing of Non-contact Radar level transmitter with range from 0 to 20 meters and beam angle not more than 5 degree (consists of separate sensor and transmitter with digital indicator) including all necessary accessories required for installation and operation requirements. | NO | 1 | 1 | 71127 | 71127 | MAT_Raw | EMAS (ELSEWEDY INDUSTRIES Group) | 10.15 - Saad Al Rouby-Main Pump Station NO. 3.3-3.3.6- | Supply, installation, calibration, connection and testing of Non-contact Radar level transmitter with range from 0 to 20 meters and beam angle not more than 5 degree (consists of separate sensor and transmitter with digital indicator) including all necessary accessories required for installation and operation requirements. | NO | 1 | 1912.3 | 1912.3 | EUR | MAT_Raw
Qasr Rashwan Lot A _0207 |  | RFQ-00046 | Mostafa Ashraf | MEP (Electro Mechanical) | 2024-08-05 | Supply of Control System | Approved | 11.14 - Murad Al Gendy W Al Sanahra-Main Pump Station NO. 3.3-3.3.6- | Supply, installation, calibration, connection and testing of Non-contact Radar level transmitter with range from 0 to 20 meters and beam angle not more than 5 degree (consists of separate sensor and transmitter with digital indicator) including all necessary accessories required for installation and operation requirements. | NO | 1 | 1 | 71127 | 71127 | MAT_Raw | EMAS (ELSEWEDY INDUSTRIES Group) | 11.14 - Murad Al Gendy W Al Sanahra-Main Pump Station NO. 3.3-3.3.6- | Supply, installation, calibration, connection and testing of Non-contact Radar level transmitter with range from 0 to 20 meters and beam angle not more than 5 degree (consists of separate sensor and transmitter with digital indicator) including all necessary accessories required for installation and operation requirements. | NO | 1 | 1912.3 | 1912.3 | EUR | MAT_Raw
Qasr Rashwan Lot A _0207 |  | RFQ-00046 | Mostafa Ashraf | MEP (Electro Mechanical) | 2024-08-05 | Supply of Control System | Approved | 13.14 - Khulusi-Main Pump Station NO. 3.3-3.3.6- | Supply, installation, calibration, connection and testing of Non-contact Radar level transmitter with range from 0 to 20 meters and beam angle not more than 5 degree (consists of separate sensor and transmitter with digital indicator) including all necessary accessories required for installation and operation requirements. | NO | 1 | 1 | 71127 | 71127 | MAT_Raw | EMAS (ELSEWEDY INDUSTRIES Group) | 13.14 - Khulusi-Main Pump Station NO. 3.3-3.3.6- | Supply, installation, calibration, connection and testing of Non-contact Radar level transmitter with range from 0 to 20 meters and beam angle not more than 5 degree (consists of separate sensor and transmitter with digital indicator) including all necessary accessories required for installation and operation requirements. | NO | 1 | 1912.3 | 1912.3 | EUR | MAT_Raw
Qasr Rashwan Lot A _0207 |  | RFQ-00046 | Mostafa Ashraf | MEP (Electro Mechanical) | 2024-08-05 | Supply of Control System | Approved | 14.14 - Albersly & Iz.Alasfar-Main Pump Station NO. 3.3-3.3.6- | Supply, installation, calibration, connection and testing of Non-contact Radar level transmitter with range from 0 to 20 meters and beam angle not more than 5 degree (consists of separate sensor and transmitter with digital indicator) including all necessary accessories required for installation and operation requirements. | NO | 1 | 1 | 71127 | 71127 | MAT_Raw | EMAS (ELSEWEDY INDUSTRIES Group) | 14.14 - Albersly & Iz.Alasfar-Main Pump Station NO. 3.3-3.3.6- | Supply, installation, calibration, connection and testing of Non-contact Radar level transmitter with range from 0 to 20 meters and beam angle not more than 5 degree (consists of separate sensor and transmitter with digital indicator) including all necessary accessories required for installation and operation requirements. | NO | 1 | 1912.3 | 1912.3 | EUR | MAT_Raw
Qasr Rashwan Lot A _0207 |  | RFQ-00046 | Mostafa Ashraf | MEP (Electro Mechanical) | 2024-08-05 | Supply of Control System | Approved | 12.31 - Mansheya Fanous-SEC. Pump Station NO. 10.3-10.3.6- | Supply, installation, calibration, connection and testing of Non-contact Radar level transmitter with range from 0 to 20 meters and beam angle not more than 5 degree (consists of separate sensor and transmitter with digital indicator) including all necessary accessories required for installation and operation requirements. | NO | 1 | 1 | 71127 | 71127 | MAT_Raw | EMAS (ELSEWEDY INDUSTRIES Group) | 12.31 - Mansheya Fanous-SEC. Pump Station NO. 10.3-10.3.6- | Supply, installation, calibration, connection and testing of Non-contact Radar level transmitter with range from 0 to 20 meters and beam angle not more than 5 degree (consists of separate sensor and transmitter with digital indicator) including all necessary accessories required for installation and operation requirements. | NO | 1 | 1912.3 | 1912.3 | EUR | MAT_Raw
Qasr Rashwan Lot A _0207 |  | RFQ-00046 | Mostafa Ashraf | MEP (Electro Mechanical) | 2024-08-05 | Supply of Control System | Approved | 10.15 - Saad Al Rouby-Main Pump Station NO. 3.3-3.3.7- | Supply, installation, calibration, connection and testing of level float switch with acable length 15 meter including all necessary accessories required for installation and operation requirements. | NO | 2 | 2 | 8710 | 17420 | MAT_Raw | EMAS (ELSEWEDY INDUSTRIES Group) | 10.15 - Saad Al Rouby-Main Pump Station NO. 3.3-3.3.7- | Supply, installation, calibration, connection and testing of level float switch with acable length 15 meter including all necessary accessories required for installation and operation requirements. | NO | 2 | 285.45 | 570.9 | EUR | MAT_Raw
Qasr Rashwan Lot A _0207 |  | RFQ-00046 | Mostafa Ashraf | MEP (Electro Mechanical) | 2024-08-05 | Supply of Control System | Approved | 12.31 - Mansheya Fanous-SEC. Pump Station NO. 10.3-10.3.7- | Supply, installation, calibration, connection and testing of level float switch with acable length 15 meter including all necessary accessories required for installation and operation requirements. | NO | 2 | 2 | 8710 | 17420 | MAT_Raw | EMAS (ELSEWEDY INDUSTRIES Group) | 12.31 - Mansheya Fanous-SEC. Pump Station NO. 10.3-10.3.7- | Supply, installation, calibration, connection and testing of level float switch with acable length 15 meter including all necessary accessories required for installation and operation requirements. | NO | 2 | 285.45 | 570.9 | EUR | MAT_Raw
Qasr Rashwan Lot A _0207 |  | RFQ-00046 | Mostafa Ashraf | MEP (Electro Mechanical) | 2024-08-05 | Supply of Control System | Approved | 12.15 - Mansheya Fanous-Main Pump Station NO. 3.3-3.3.7- | Supply, installation, calibration, connection and testing of level float switch with acable length 15 meter including all necessary accessories required for installation and operation requirements. | NO | 2 | 2 | 8710 | 17420 | MAT_Raw | EMAS (ELSEWEDY INDUSTRIES Group) | 12.15 - Mansheya Fanous-Main Pump Station NO. 3.3-3.3.7- | Supply, installation, calibration, connection and testing of level float switch with acable length 15 meter including all necessary accessories required for installation and operation requirements. | NO | 2 | 285.45 | 570.9 | EUR | MAT_Raw
Qasr Rashwan Lot A _0207 |  | RFQ-00046 | Mostafa Ashraf | MEP (Electro Mechanical) | 2024-08-05 | Supply of Control System | Approved | 11.14 - Murad Al Gendy W Al Sanahra-Main Pump Station NO. 3.3-3.3.7- | Supply, installation, calibration, connection and testing of level float switch with acable length 15 meter including all necessary accessories required for installation and operation requirements. | NO | 2 | 2 | 8710 | 17420 | MAT_Raw | EMAS (ELSEWEDY INDUSTRIES Group) | 11.14 - Murad Al Gendy W Al Sanahra-Main Pump Station NO. 3.3-3.3.7- | Supply, installation, calibration, connection and testing of level float switch with acable length 15 meter including all necessary accessories required for installation and operation requirements. | NO | 2 | 285.45 | 570.9 | EUR | MAT_Raw
Qasr Rashwan Lot A _0207 |  | RFQ-00046 | Mostafa Ashraf | MEP (Electro Mechanical) | 2024-08-05 | Supply of Control System | Approved | 13.14 - Khulusi-Main Pump Station NO. 3.3-3.3.7- | Supply, installation, calibration, connection and testing of level float switch with acable length 15 meter including all necessary accessories required for installation and operation requirements. | NO | 2 | 2 | 8710 | 17420 | MAT_Raw | EMAS (ELSEWEDY INDUSTRIES Group) | 13.14 - Khulusi-Main Pump Station NO. 3.3-3.3.7- | Supply, installation, calibration, connection and testing of level float switch with acable length 15 meter including all necessary accessories required for installation and operation requirements. | NO | 2 | 285.45 | 570.9 | EUR | MAT_Raw
Qasr Rashwan Lot A _0207 |  | RFQ-00046 | Mostafa Ashraf | MEP (Electro Mechanical) | 2024-08-05 | Supply of Control System | Approved | 14.14 - Albersly & Iz.Alasfar-Main Pump Station NO. 3.3-3.3.7- | Supply, installation, calibration, connection and testing of level float switch with acable length 15 meter including all necessary accessories required for installation and operation requirements. | NO | 2 | 2 | 8710 | 17420 | MAT_Raw | EMAS (ELSEWEDY INDUSTRIES Group) | 14.14 - Albersly & Iz.Alasfar-Main Pump Station NO. 3.3-3.3.7- | Supply, installation, calibration, connection and testing of level float switch with acable length 15 meter including all necessary accessories required for installation and operation requirements. | NO | 2 | 285.45 | 570.9 | EUR | MAT_Raw
Qasr Rashwan Lot A _0207 |  | RFQ-00046 | Mostafa Ashraf | MEP (Electro Mechanical) | 2024-08-05 | Supply of Control System | Approved | 14.14 - Albersly & Iz.Alasfar-Main Pump Station NO. 3.3-3.3.8- | Supply, installation, calibration, connection and testing of Pressure Transmitter with a range of 0 to 10 bar including all necessary accessories required for installation and operation requirements. | NO | 1 | 1 | 59235 | 59235 | MAT_Raw | EMAS (ELSEWEDY INDUSTRIES Group) | 14.14 - Albersly & Iz.Alasfar-Main Pump Station NO. 3.3-3.3.8- | Supply, installation, calibration, connection and testing of Pressure Transmitter with a range of 0 to 10 bar including all necessary accessories required for installation and operation requirements. | NO | 1 | 2804.18 | 2804.18 | EUR | MAT_Raw
Qasr Rashwan Lot A _0207 |  | RFQ-00046 | Mostafa Ashraf | MEP (Electro Mechanical) | 2024-08-05 | Supply of Control System | Approved | 13.14 - Khulusi-Main Pump Station NO. 3.3-3.3.8- | Supply, installation, calibration, connection and testing of Pressure Transmitter with a range of 0 to 10 bar including all necessary accessories required for installation and operation requirements. | NO | 1 | 1 | 59235 | 59235 | MAT_Raw | EMAS (ELSEWEDY INDUSTRIES Group) | 13.14 - Khulusi-Main Pump Station NO. 3.3-3.3.8- | Supply, installation, calibration, connection and testing of Pressure Transmitter with a range of 0 to 10 bar including all necessary accessories required for installation and operation requirements. | NO | 1 | 2804.18 | 2804.18 | EUR | MAT_Raw
ORA ZED-Ph 2-Pkgs A&D |  | RFQ-00056 | Mohamed Selim | Procurement | 2024-08-18 | Steel Doors Podium Doors | Approved | All areas | Type 21 - Size (800*2200) 60 mins FR - Flush | NO | 1 | 1 | 13733.68 | 13733.68 | SC_Supply/Apply | The France Company For Metal Industries | All areas | Type 21 - Size (800*2200) 60 mins FR - Flush | NO | 1 | 12573.06 | 12573.06 | EGP | SC_Supply/Apply
ORA ZED-Ph 2-Pkgs A&D |  | RFQ-00056 | Mohamed Selim | Procurement | 2024-08-18 | Steel Doors Podium Doors | Approved | All areas | Type 21 - Size (1000*2200) 60 mins FR - Flush | NO | 31 | 31 | 14379.5 | 445764.5 | SC_Supply/Apply | The France Company For Metal Industries | All areas | Type 21 - Size (1000*2200) 60 mins FR - Flush | NO | 31 | 13106.58 | 406303.98 | EGP | SC_Supply/Apply
ORA ZED-Ph 2-Pkgs A&D |  | RFQ-00056 | Mohamed Selim | Procurement | 2024-08-18 | Steel Doors Podium Doors | Approved | All areas | Type 21 - Size (1000*2200) 90 mins FR - Flush | NO | 2 | 2 | 14379.5 | 28759 | SC_Supply/Apply | The France Company For Metal Industries | All areas | Type 21 - Size (1000*2200) 90 mins FR - Flush | NO | 2 | 13106.58 | 26213.16 | EGP | SC_Supply/Apply
ORA ZED-Ph 2-Pkgs A&D |  | RFQ-00056 | Mohamed Selim | Procurement | 2024-08-18 | Steel Doors Podium Doors | Approved | All areas | Type 22 - Size (800*2100) 60 mins FR - Flush | NO | 1 | 1 | 13696.45 | 13696.45 | SC_Supply/Apply | The France Company For Metal Industries | All areas | Type 22 - Size (800*2100) 60 mins FR - Flush | NO | 1 | 12555.96 | 12555.96 | EGP | SC_Supply/Apply
ORA ZED-Ph 2-Pkgs A&D |  | RFQ-00056 | Mohamed Selim | Procurement | 2024-08-18 | Steel Doors Podium Doors | Approved | All areas | Type 24 -Size (2000*2200) 90 mins FR - Flush | NO | 2 | 2 | 27138.79 | 54277.58 | SC_Supply/Apply | The France Company For Metal Industries | All areas | Type 24 -Size (2000*2200) 90 mins FR - Flush | NO | 2 | 24595.5 | 49191 | EGP | SC_Supply/Apply
ORA ZED-Ph 2-Pkgs A&D |  | RFQ-00056 | Mohamed Selim | Procurement | 2024-08-18 | Steel Doors Podium Doors | Approved | All areas | Type 24 -Size (2000*2200) 60 mins FR - Flush | NO | 3 | 3 | 27138.79 | 81416.37 | SC_Supply/Apply | The France Company For Metal Industries | All areas | Type 24 -Size (2000*2200) 60 mins FR - Flush | NO | 3 | 24595.5 | 73786.5 | EGP | SC_Supply/Apply
ORA ZED-Ph 2-Pkgs A&D |  | RFQ-00056 | Mohamed Selim | Procurement | 2024-08-18 | Steel Doors Podium Doors | Approved | All areas | Type 24 -Size (2200*2200 ) 60 mins FR - Flush | NO | 14 | 14 | 27603.32 | 386446.48 | SC_Supply/Apply | The France Company For Metal Industries | All areas | Type 24 -Size (2200*2200 ) 60 mins FR - Flush | NO | 14 | 24952.32 | 349332.48 | EGP | SC_Supply/Apply
ORA ZED-Ph 2-Pkgs A&D |  | RFQ-00056 | Mohamed Selim | Procurement | 2024-08-18 | Steel Doors Podium Doors | Approved | All areas | Type 25 - Size (1000*2200) 60 mins FR - Flush | NO | 4 | 4 | 14379.5 | 57518 | SC_Supply/Apply | The France Company For Metal Industries | All areas | Type 25 - Size (1000*2200) 60 mins FR - Flush | NO | 4 | 17802.24 | 71208.96 | EGP | SC_Supply/Apply
ORA ZED-Ph 2-Pkgs A&D |  | RFQ-00056 | Mohamed Selim | Procurement | 2024-08-18 | Steel Doors Podium Doors | Approved | All areas | Type 25 -Size (1200*2200) 60 mins FR - Flush | NO | 19 | 19 | 23136.03 | 439584.57 | SC_Supply/Apply | The France Company For Metal Industries | All areas | Type 25 -Size (1200*2200) 60 mins FR - Flush | NO | 19 | 21141.3 | 401684.7 | EGP | SC_Supply/Apply
ORA ZED-Ph 2-Pkgs A&D |  | RFQ-00056 | Mohamed Selim | Procurement | 2024-08-18 | Steel Doors Podium Doors | Approved | All areas | Type 25 -Size (1400*2200) 60 mins FR - Flush | NO | 1 | 1 | 23867.63 | 23867.63 | SC_Supply/Apply | The France Company For Metal Industries | All areas | Type 25 -Size (1400*2200) 60 mins FR - Flush | NO | 1 | 21642.9 | 21642.9 | EGP | SC_Supply/Apply
ORA ZED-Ph 2-Pkgs A&D |  | RFQ-00056 | Mohamed Selim | Procurement | 2024-08-18 | Steel Doors Podium Doors | Approved | All areas | Type 25 -Size (1600*2200) 60 mins FR - Flush | NO | 1 | 1 | 24225.34 | 24225.34 | SC_Supply/Apply | The France Company For Metal Industries | All areas | Type 25 -Size (1600*2200) 60 mins FR - Flush | NO | 1 | 21917.64 | 21917.64 | EGP | SC_Supply/Apply
ORA ZED-Ph 2-Pkgs A&D |  | RFQ-00056 | Mohamed Selim | Procurement | 2024-08-18 | Steel Doors Podium Doors | Approved | All areas | Type 27 -Size (1100*2200) 60 mins FR - Flush | NO | 11 | 11 | 15358.74 | 168946.14 | SC_Supply/Apply | The France Company For Metal Industries | All areas | Type 27 -Size (1100*2200) 60 mins FR - Flush | NO | 11 | 14040.24 | 154442.64 | EGP | SC_Supply/Apply
ORA ZED-Ph 2-Pkgs A&D |  | RFQ-00056 | Mohamed Selim | Procurement | 2024-08-18 | Steel Doors Podium Doors | Approved | All areas | Type 27 -Size (1100*2200) 90 mins FR - Flush | NO | 18 | 18 | 15358.74 | 276457.32 | SC_Supply/Apply | The France Company For Metal Industries | All areas | Type 27 -Size (1100*2200) 90 mins FR - Flush | NO | 18 | 14040.24 | 252724.32 | EGP | SC_Supply/Apply
ORA ZED-Ph 2-Pkgs A&D |  | RFQ-00056 | Mohamed Selim | Procurement | 2024-08-18 | Steel Doors Podium Doors | Approved | All areas | Type 30 - Size (1000*2200) 60 mins FR - BL (609.6*609.6) | NO | 28 | 28 | 19558.96 | 547650.88 | SC_Supply/Apply | The France Company For Metal Industries | All areas | Type 30 - Size (1000*2200) 60 mins FR - BL (609.6*609.6) | NO | 28 | 19547.58 | 547332.24 | EGP | SC_Supply/Apply
ORA ZED-Ph 2-Pkgs A&D |  | RFQ-00056 | Mohamed Selim | Procurement | 2024-08-18 | Steel Doors Podium Doors | Approved | All areas | Type 30 - Size (1000*2200) NFR - BL (600*600) | NO | 5 | 5 | 16033.69 | 80168.45 | SC_Supply/Apply | The France Company For Metal Industries | All areas | Type 30 - Size (1000*2200) NFR - BL (600*600) | NO | 5 | 14513.34 | 72566.7 | EGP | SC_Supply/Apply
ORA ZED-Ph 2-Pkgs A&D |  | RFQ-00056 | Mohamed Selim | Procurement | 2024-08-18 | Steel Doors Podium Doors | Approved | All areas | Type 30 - Size (1200*2200) 60 mins FR - BL (609.6*609.6) | NO | 1 | 1 | 19558.96 | 19558.96 | SC_Supply/Apply | The France Company For Metal Industries | All areas | Type 30 - Size (1200*2200) 60 mins FR - BL (609.6*609.6) | NO | 1 | 21027.3 | 21027.3 | EGP | SC_Supply/Apply
ORA ZED-Ph 2-Pkgs A&D |  | RFQ-00056 | Mohamed Selim | Procurement | 2024-08-18 | Steel Doors Podium Doors | Approved | All areas | Type 24 - Size (1600*2200) 90 mins FR - Flush | NO | 8 | 8 | 24225.34 | 193802.72 | SC_Supply/Apply | The France Company For Metal Industries | All areas | Type 24 - Size (1600*2200) 90 mins FR - Flush | NO | 8 | 21963.24 | 175705.92 | EGP | SC_Supply/Apply
Qasr Rashwan - Lot B _0208 |  | RFQ-00051 | Ahmed Sameh | MEP (Electro Mechanical) | 2024-08-19 | supply of wiring devices | Approved | 13.13 - Iz.Salih Shamatah-BILL NO. 3.2: Main Pump Station-3.2.4-b | Industrial Single Phase Switched Power Socket 220v, 25A, 2-pin Type Complete With Earthing Contact And Cover. | NO | 1 | 1 | 3023.75 | 3023.75 | MAT_Raw | Mega Electric | 13.13 - Iz.Salih Shamatah-BILL NO. 3.2: Main Pump Station-3.2.4-b | Industrial Single Phase Switched Power Socket 220v, 25A, 2-pin Type Complete With Earthing Contact And Cover. | NO | 1 | 16.61 | 16.61 | EUR | MAT_Raw
Qasr Rashwan - Lot B _0208 |  | RFQ-00051 | Ahmed Sameh | MEP (Electro Mechanical) | 2024-08-19 | supply of wiring devices | Approved | 14.13 - Iz. Abou Hussein-BILL NO. 3.2: Main Pump Station-3.2.4-b | Industrial Single Phase Switched Power Socket 220v, 25A, 2-pin Type Complete With Earthing Contact And Cover. | NO | 1 | 1 | 3023.75 | 3023.75 | MAT_Raw | Mega Electric | 14.13 - Iz. Abou Hussein-BILL NO. 3.2: Main Pump Station-3.2.4-b | Industrial Single Phase Switched Power Socket 220v, 25A, 2-pin Type Complete With Earthing Contact And Cover. | NO | 1 | 16.61 | 16.61 | EUR | MAT_Raw
Qasr Rashwan - Lot B _0208 |  | RFQ-00051 | Ahmed Sameh | MEP (Electro Mechanical) | 2024-08-19 | supply of wiring devices | Approved | 15.18 - Iz. Al Burm-BILL NO. 4.3: Guard room-4.3.4-a | Single Phase Switched Socket 220v, 16A, 2-pin Type Complete With Earthing Contact. | NO | 3 | 3 | 273.75 | 821.25 | MAT_Raw | Mega Electric | 15.18 - Iz. Al Burm-BILL NO. 4.3: Guard room-4.3.4-a | Single Phase Switched Socket 220v, 16A, 2-pin Type Complete With Earthing Contact. | NO | 3 | 8.72 | 26.16 | EUR | MAT_Raw
Qasr Rashwan - Lot B _0208 |  | RFQ-00051 | Ahmed Sameh | MEP (Electro Mechanical) | 2024-08-19 | supply of wiring devices | Approved | 13.23 - Iz.Salih Shamatah- BILL NO. 6.3: Admin Room-6.3.4-a | Single Phase Switched Socket 220v, 16A, 2-pin Type Complete With Earthing Contact. | NO | 3 | 3 | 273.75 | 821.25 | MAT_Raw | Mega Electric | 13.23 - Iz.Salih Shamatah- BILL NO. 6.3: Admin Room-6.3.4-a | Single Phase Switched Socket 220v, 16A, 2-pin Type Complete With Earthing Contact. | NO | 3 | 8.72 | 26.16 | EUR | MAT_Raw
Qasr Rashwan - Lot B _0208 |  | RFQ-00051 | Ahmed Sameh | MEP (Electro Mechanical) | 2024-08-19 | supply of wiring devices | Approved | 13.23 - Iz.Salih Shamatah- BILL NO. 6.3: Admin Room-6.3.4-b | Single Phase Switched waterproof Socket, 220V, 16A, 3 Pin Complete With Cover (IP55) | NO | 1 | 1 | 312.5 | 312.5 | MAT_Raw | Mega Electric | 13.23 - Iz.Salih Shamatah- BILL NO. 6.3: Admin Room-6.3.4-b | Single Phase Switched waterproof Socket, 220V, 16A, 3 Pin Complete With Cover (IP55) | NO | 1 | 11.05 | 11.05 | EUR | MAT_Raw
Qasr Rashwan - Lot B _0208 |  | RFQ-00051 | Ahmed Sameh | MEP (Electro Mechanical) | 2024-08-19 | supply of wiring devices | Approved | 10.23 - Abd Al Azeem Al Sofy- BILL NO. 6.3: Admin Room-6.3.4-b | Single Phase Switched waterproof Socket, 220V, 16A, 3 Pin Complete With Cover (IP55) | NO | 1 | 1 | 312.5 | 312.5 | MAT_Raw | Mega Electric | 10.23 - Abd Al Azeem Al Sofy- BILL NO. 6.3: Admin Room-6.3.4-b | Single Phase Switched waterproof Socket, 220V, 16A, 3 Pin Complete With Cover (IP55) | NO | 1 | 11.05 | 11.05 | EUR | MAT_Raw
Qasr Rashwan - Lot B _0208 |  | RFQ-00051 | Ahmed Sameh | MEP (Electro Mechanical) | 2024-08-19 | supply of wiring devices | Approved | 11.13 - Abd Al Rahman Ibrahim-BILL NO. 3.2: Main Pump Station-3.2.3-a | One Way, One-gang Lighting Switch 10A. | NO | 1 | 1 | 176.25 | 176.25 | MAT_Raw | Mega Electric | 11.13 - Abd Al Rahman Ibrahim-BILL NO. 3.2: Main Pump Station-3.2.3-a | One Way, One-gang Lighting Switch 10A. | NO | 1 | 7.08 | 7.08 | EUR | MAT_Raw
Qasr Rashwan - Lot B _0208 |  | RFQ-00051 | Ahmed Sameh | MEP (Electro Mechanical) | 2024-08-19 | supply of wiring devices | Approved | 15.20 - Iz. Al Burm-BILL NO. 5.2: Store-5.2.4-a | Single Phase Switched Socket 220v, 16A, 2-pin Type Complete With Earthing Contact. | NO | 3 | 3 | 273.75 | 821.25 | MAT_Raw | Mega Electric | 15.20 - Iz. Al Burm-BILL NO. 5.2: Store-5.2.4-a | Single Phase Switched Socket 220v, 16A, 2-pin Type Complete With Earthing Contact. | NO | 3 | 8.72 | 26.16 | EUR | MAT_Raw
Qasr Rashwan - Lot B _0208 |  | RFQ-00051 | Ahmed Sameh | MEP (Electro Mechanical) | 2024-08-19 | supply of wiring devices | Approved | 10.13 - Abd Al Azeem Al Sofy-BILL NO. 3.2: Main Pump Station-3.2.4-b | Industrial Single Phase Switched Power Socket 220v, 25A, 2-pin Type Complete With Earthing Contact And Cover. | NO | 1 | 1 | 3023.75 | 3023.75 | MAT_Raw | Mega Electric | 10.13 - Abd Al Azeem Al Sofy-BILL NO. 3.2: Main Pump Station-3.2.4-b | Industrial Single Phase Switched Power Socket 220v, 25A, 2-pin Type Complete With Earthing Contact And Cover. | NO | 1 | 16.61 | 16.61 | EUR | MAT_Raw
Qasr Rashwan - Lot B _0208 |  | RFQ-00051 | Ahmed Sameh | MEP (Electro Mechanical) | 2024-08-19 | supply of wiring devices | Approved | 15.18 - Iz. Al Burm-BILL NO. 4.3: Guard room-4.3.3-a | One Way, Two-gang Lighting Switch 10A. | NO | 2 | 2 | 233.75 | 467.5 | MAT_Raw | Mega Electric | 15.18 - Iz. Al Burm-BILL NO. 4.3: Guard room-4.3.3-a | One Way, Two-gang Lighting Switch 10A. | NO | 2 | 9.41 | 18.82 | EUR | MAT_Raw
Qasr Rashwan - Lot B _0208 |  | RFQ-00051 | Ahmed Sameh | MEP (Electro Mechanical) | 2024-08-19 | supply of wiring devices | Approved | 10.18 - Abd Al Azeem Al Sofy-BILL NO. 4.3: Guard room-4.3.4-a | Single Phase Switched Socket 220v, 16A, 2-pin Type Complete With Earthing Contact. | NO | 3 | 3 | 273.75 | 821.25 | MAT_Raw | Mega Electric | 10.18 - Abd Al Azeem Al Sofy-BILL NO. 4.3: Guard room-4.3.4-a | Single Phase Switched Socket 220v, 16A, 2-pin Type Complete With Earthing Contact. | NO | 3 | 8.72 | 26.16 | EUR | MAT_Raw
Katameya Creeks |  | RFQ-00075 | Youssef Abd El Kream | MEP (Electro Mechanical) | 2024-07-18 | Fixation Acc. | Approved | All Buildings | مسمار تك 1.50 سم | KGR | 6 | 6 | 72.5 | 435 | SC_Supply/Apply | Power Trade | All Buildings | مسمار تك 1.50 سم | KGR | 6 | 150 | 900 | EGP | SC_Supply/Apply
Katameya Creeks |  | RFQ-00075 | Youssef Abd El Kream | MEP (Electro Mechanical) | 2024-07-18 | Fixation Acc. | Approved | All Buildings | مسمار سلف دريل 3 سم | ECH | 10 | 10 | 325 | 3250 | SC_Supply/Apply | Power Trade | All Buildings | مسمار سلف دريل 3 سم | ECH | 10 | 525 | 5250 | EGP | SC_Supply/Apply
Katameya Creeks |  | RFQ-00077 | Youssef Abd El Kream | MEP (Electro Mechanical) | 2024-08-04 | UPVC Fittings | Approved | All Buildings | طبه لصق UPVC مقاس 110 مم ضغط رمادى | ECH | 100 | 100 | 33.91 | 3391 | SC_Supply/Apply | El Maadawy | All Buildings | طبه لصق UPVC مقاس 110 مم ضغط رمادى | ECH | 100 | 33.91 | 3391 | EGP | SC_Supply/Apply
Katameya Creeks |  | RFQ-00077 | Youssef Abd El Kream | MEP (Electro Mechanical) | 2024-08-04 | UPVC Fittings | Approved | All Buildings | جلبه UPVC مقاس 50 مم رمادى بجوان | ECH | 200 | 200 | 18 | 3600 | SC_Supply/Apply | El Maadawy | All Buildings | جلبه UPVC مقاس 50 مم رمادى بجوان | ECH | 200 | 15.78 | 3156 | EGP | SC_Supply/Apply
Katameya Creeks |  | RFQ-00077 | Youssef Abd El Kream | MEP (Electro Mechanical) | 2024-08-04 | UPVC Fittings | Approved | All Buildings | كوع UPVC مقاس 50 مم رمادى بجوان | ECH | 50 | 50 | 17.84 | 892 | SC_Supply/Apply | El Maadawy | All Buildings | كوع UPVC مقاس 50 مم رمادى بجوان | ECH | 50 | 19.07 | 953.5 | EGP | SC_Supply/Apply
Katameya Creeks |  | RFQ-00077 | Youssef Abd El Kream | MEP (Electro Mechanical) | 2024-08-04 | UPVC Fittings | Approved | All Buildings | لصق 717 امريكى 1/2 كيلو | ECH | 20 | 20 | 232.45 | 4649 | SC_Supply/Apply | El Maadawy | All Buildings | لصق 717 امريكى 1/2 كيلو | ECH | 20 | 232.45 | 4649 | EGP | SC_Supply/Apply
Katameya Creeks |  | RFQ-00078 | Youssef Abd El Kream | MEP (Electro Mechanical) | 2024-08-04 | Threaded Elbows 1.5" | Approved | All Buildings | 90° Elbow 1.50'' UL listed, FM approved | ECH | 50 | 50 | 90.25 | 4512.5 | SC_Supply/Apply | ماس للتوريدات العموميه | All Buildings | 90° Elbow 1.50'' UL listed, FM approved | ECH | 50 | 115 | 5750 | EGP | SC_Supply/Apply
Mivida BP#189 |  | RFQ-00122 | Mostafa Shourbagi | MEP (Electro Mechanical) | 2024-08-25 | Sprinklers | Approved | 152105.all | 161 -Concealed pendent sprinkler, Standard response, standard coverage, k=5.6 , brass finished , 5mm glass bulb sprinkler, 1/2" head, t=68 ̊C. | ECH | 180 | 180 | 65 | 11700 | SC_Supply | Bavaria Alarm | 152105.all | 161 -Concealed pendent sprinkler, Standard response, standard coverage, k=5.6 , brass finished , 5mm glass bulb sprinkler, 1/2" head, t=68 ̊C. | ECH | 180 | 524.8 | 94464 | EGP | SC_Supply
Mivida BP#189 |  | RFQ-00122 | Mostafa Shourbagi | MEP (Electro Mechanical) | 2024-08-25 | Sprinklers | Approved | 152105.all | 161 -white finished cover rated for 57 ˚C. | ECH | 180 | 180 | 90 | 16200 | SC_Supply | Bavaria Alarm | 152105.all | 161 -white finished cover rated for 57 ˚C. | ECH | 180 | 253.39 | 45610.2 | EGP | SC_Supply
Mivida BP#189 |  | RFQ-00122 | Mostafa Shourbagi | MEP (Electro Mechanical) | 2024-08-25 | Sprinklers | Approved | 152105.all | 161 -Horizontal Side wall sprinkler, Standard response, standard coverage, k=5.6 , Chrome finished , 5mm glass bulb sprinkler, 1/2" head, t=68 ̊C. | ECH | 132 | 132 | 65 | 8580 | SC_Supply | Bavaria Alarm | 152105.all | 161 -Horizontal Side wall sprinkler, Standard response, standard coverage, k=5.6 , Chrome finished , 5mm glass bulb sprinkler, 1/2" head, t=68 ̊C. | ECH | 132 | 428.32 | 56538.24 | EGP | SC_Supply
Mivida BP#189 |  | RFQ-00122 | Mostafa Shourbagi | MEP (Electro Mechanical) | 2024-08-25 | Sprinklers | Approved | 152105.all | 161 -2-Piece adjustable , chrome Escutcheon. | ECH | 132 | 132 | 15 | 1980 | SC_Supply | Bavaria Alarm | 152105.all | 161 -2-Piece adjustable , chrome Escutcheon. | ECH | 132 | 81.64 | 10776.48 | EGP | SC_Supply
Mivida BP#189 |  | RFQ-00122 | Mostafa Shourbagi | MEP (Electro Mechanical) | 2024-08-25 | Sprinklers | Approved | 152105.all | 161 -Upright sprinkler, Standard response, standard coverage, k=5.6 , Brass finished , 5mm glass bulb , 1/2" head, t=68 ̊C | ECH | 3252 | 3252 | 50 | 162600 | SC_Supply | Bavaria Alarm | 152105.all | 161 -Upright sprinkler, Standard response, standard coverage, k=5.6 , Brass finished , 5mm glass bulb , 1/2" head, t=68 ̊C | ECH | 3252 | 230.06 | 748155.12 | EGP | SC_Supply
Qasr Rashwan Lot A _0207 |  | RFQ-00046 | Mostafa Ashraf | MEP (Electro Mechanical) | 2024-08-05 | Supply of Control System | Approved | 11.14 - Murad Al Gendy W Al Sanahra-Main Pump Station NO. 3.3-3.3.8- | Supply, installation, calibration, connection and testing of Pressure Transmitter with a range of 0 to 10 bar including all necessary accessories required for installation and operation requirements. | NO | 1 | 1 | 59235 | 59235 | MAT_Raw | EMAS (ELSEWEDY INDUSTRIES Group) | 11.14 - Murad Al Gendy W Al Sanahra-Main Pump Station NO. 3.3-3.3.8- | Supply, installation, calibration, connection and testing of Pressure Transmitter with a range of 0 to 10 bar including all necessary accessories required for installation and operation requirements. | NO | 1 | 2804.18 | 2804.18 | EUR | MAT_Raw
Qasr Rashwan Lot A _0207 |  | RFQ-00046 | Mostafa Ashraf | MEP (Electro Mechanical) | 2024-08-05 | Supply of Control System | Approved | 12.31 - Mansheya Fanous-SEC. Pump Station NO. 10.3-10.3.8- | Supply, installation, calibration, connection and testing of Pressure Transmitter with a range of 0 to 10 bar including all necessary accessories required for installation and operation requirements. | NO | 1 | 1 | 59235 | 59235 | MAT_Raw | EMAS (ELSEWEDY INDUSTRIES Group) | 12.31 - Mansheya Fanous-SEC. Pump Station NO. 10.3-10.3.8- | Supply, installation, calibration, connection and testing of Pressure Transmitter with a range of 0 to 10 bar including all necessary accessories required for installation and operation requirements. | NO | 1 | 2804.18 | 2804.18 | EUR | MAT_Raw
Qasr Rashwan Lot A _0207 |  | RFQ-00046 | Mostafa Ashraf | MEP (Electro Mechanical) | 2024-08-05 | Supply of Control System | Approved | 10.15 - Saad Al Rouby-Main Pump Station NO. 3.3-3.3.8- | Supply, installation, calibration, connection and testing of Pressure Transmitter with a range of 0 to 10 bar including all necessary accessories required for installation and operation requirements. | NO | 1 | 1 | 59235 | 59235 | MAT_Raw | EMAS (ELSEWEDY INDUSTRIES Group) | 10.15 - Saad Al Rouby-Main Pump Station NO. 3.3-3.3.8- | Supply, installation, calibration, connection and testing of Pressure Transmitter with a range of 0 to 10 bar including all necessary accessories required for installation and operation requirements. | NO | 1 | 2804.18 | 2804.18 | EUR | MAT_Raw
Qasr Rashwan Lot A _0207 |  | RFQ-00046 | Mostafa Ashraf | MEP (Electro Mechanical) | 2024-08-05 | Supply of Control System | Approved | 12.15 - Mansheya Fanous-Main Pump Station NO. 3.3-3.3.8- | Supply, installation, calibration, connection and testing of Pressure Transmitter with a range of 0 to 10 bar including all necessary accessories required for installation and operation requirements. | NO | 1 | 1 | 59235 | 59235 | MAT_Raw | EMAS (ELSEWEDY INDUSTRIES Group) | 12.15 - Mansheya Fanous-Main Pump Station NO. 3.3-3.3.8- | Supply, installation, calibration, connection and testing of Pressure Transmitter with a range of 0 to 10 bar including all necessary accessories required for installation and operation requirements. | NO | 1 | 2804.18 | 2804.18 | EUR | MAT_Raw
Qasr Rashwan Lot A _0207 |  | RFQ-00046 | Mostafa Ashraf | MEP (Electro Mechanical) | 2024-08-05 | Supply of Control System | Approved | 12.15 - Mansheya Fanous-Main Pump Station NO. 3.3-3.3.13- | Instrumentation and Control System Spare Parts as per specifications. | LS | 1 | 1 | 126560 | 126560 | MAT_Raw | EMAS (ELSEWEDY INDUSTRIES Group) | 12.15 - Mansheya Fanous-Main Pump Station NO. 3.3-3.3.13- | Instrumentation and Control System Spare Parts as per specifications. | LS | 1 | 5986.55 | 5986.55 | EUR | MAT_Raw
Qasr Rashwan Lot A _0207 |  | RFQ-00046 | Mostafa Ashraf | MEP (Electro Mechanical) | 2024-08-05 | Supply of Control System | Approved | 13.14 - Khulusi-Main Pump Station NO. 3.3-41336- | Instrumentation and Control System Spare Parts as per specifications. | LS | 1 | 1 | 126560 | 126560 | MAT_Raw | EMAS (ELSEWEDY INDUSTRIES Group) | 13.14 - Khulusi-Main Pump Station NO. 3.3-41336- | Instrumentation and Control System Spare Parts as per specifications. | LS | 1 | 5986.55 | 5986.55 | EUR | MAT_Raw
Qasr Rashwan Lot A _0207 |  | RFQ-00046 | Mostafa Ashraf | MEP (Electro Mechanical) | 2024-08-05 | Supply of Control System | Approved | 13.14 - Khulusi-Main Pump Station NO. 3.3-3.3.9- | Supply, installation, calibration, connection and testing of Pressure Switch with a range of 0 to 10 bar and all necessary accessories required for installation and operation requirements. | NO | 3 | 3 | 6676 | 20028 | MAT_Raw | EMAS (ELSEWEDY INDUSTRIES Group) | 13.14 - Khulusi-Main Pump Station NO. 3.3-3.3.9- | Supply, installation, calibration, connection and testing of Pressure Switch with a range of 0 to 10 bar and all necessary accessories required for installation and operation requirements. | NO | 3 | 218.3 | 654.9 | EUR | MAT_Raw
Qasr Rashwan Lot A _0207 |  | RFQ-00046 | Mostafa Ashraf | MEP (Electro Mechanical) | 2024-08-05 | Supply of Control System | Approved | 10.15 - Saad Al Rouby-Main Pump Station NO. 3.3-3.3.10- | Supply, installation, calibration, connection and testing of Pressure gauge with a range of 0 to 10 bar and all necessary accessories required for installation and operation requirements. | NO | 3 | 3 | 19428 | 58284 | MAT_Raw | EMAS (ELSEWEDY INDUSTRIES Group) | 10.15 - Saad Al Rouby-Main Pump Station NO. 3.3-3.3.10- | Supply, installation, calibration, connection and testing of Pressure gauge with a range of 0 to 10 bar and all necessary accessories required for installation and operation requirements. | NO | 3 | 195.68 | 587.04 | EUR | MAT_Raw
Qasr Rashwan Lot A _0207 |  | RFQ-00046 | Mostafa Ashraf | MEP (Electro Mechanical) | 2024-08-05 | Supply of Control System | Approved | 14.14 - Albersly & Iz.Alasfar-Main Pump Station NO. 3.3-3.3.9- | Supply, installation, calibration, connection and testing of Pressure Switch with a range of 0 to 10 bar and all necessary accessories required for installation and operation requirements. | NO | 2 | 2 | 6676 | 13352 | MAT_Raw | EMAS (ELSEWEDY INDUSTRIES Group) | 14.14 - Albersly & Iz.Alasfar-Main Pump Station NO. 3.3-3.3.9- | Supply, installation, calibration, connection and testing of Pressure Switch with a range of 0 to 10 bar and all necessary accessories required for installation and operation requirements. | NO | 2 | 218.3 | 436.6 | EUR | MAT_Raw
Qasr Rashwan Lot A _0207 |  | RFQ-00046 | Mostafa Ashraf | MEP (Electro Mechanical) | 2024-08-05 | Supply of Control System | Approved | 14.14 - Albersly & Iz.Alasfar-Main Pump Station NO. 3.3-3.3.10- | Supply, installation, calibration, connection and testing of Pressure gauge with a range of 0 to 10 bar and all necessary accessories required for installation and operation requirements. | NO | 2 | 2 | 19428 | 38856 | MAT_Raw | EMAS (ELSEWEDY INDUSTRIES Group) | 14.14 - Albersly & Iz.Alasfar-Main Pump Station NO. 3.3-3.3.10- | Supply, installation, calibration, connection and testing of Pressure gauge with a range of 0 to 10 bar and all necessary accessories required for installation and operation requirements. | NO | 2 | 195.68 | 391.36 | EUR | MAT_Raw
Qasr Rashwan Lot A _0207 |  | RFQ-00046 | Mostafa Ashraf | MEP (Electro Mechanical) | 2024-08-05 | Supply of Control System | Approved | 12.31 - Mansheya Fanous-SEC. Pump Station NO. 10.3-10.3.10- | Supply, installation, calibration, connection and testing of Pressure gauge with a range of 0 to 10 bar and all necessary accessories required for installation and operation requirements. | NO | 2 | 2 | 19428 | 38856 | MAT_Raw | EMAS (ELSEWEDY INDUSTRIES Group) | 12.31 - Mansheya Fanous-SEC. Pump Station NO. 10.3-10.3.10- | Supply, installation, calibration, connection and testing of Pressure gauge with a range of 0 to 10 bar and all necessary accessories required for installation and operation requirements. | NO | 2 | 195.68 | 391.36 | EUR | MAT_Raw
Qasr Rashwan Lot A _0207 |  | RFQ-00046 | Mostafa Ashraf | MEP (Electro Mechanical) | 2024-08-05 | Supply of Control System | Approved | 10.15 - Saad Al Rouby-Main Pump Station NO. 3.3-3.3.13- | Instrumentation and Control System Spare Parts as per specifications. | LS | 1 | 1 | 126560 | 126560 | MAT_Raw | EMAS (ELSEWEDY INDUSTRIES Group) | 10.15 - Saad Al Rouby-Main Pump Station NO. 3.3-3.3.13- | Instrumentation and Control System Spare Parts as per specifications. | LS | 1 | 5986.55 | 5986.55 | EUR | MAT_Raw
Qasr Rashwan Lot A _0207 |  | RFQ-00046 | Mostafa Ashraf | MEP (Electro Mechanical) | 2024-08-05 | Supply of Control System | Approved | 13.14 - Khulusi-Main Pump Station NO. 3.3-40240- | Supply, installation, calibration, connection and testing of Pressure gauge with a range of 0 to 10 bar and all necessary accessories required for installation and operation requirements. | NO | 3 | 3 | 19428 | 58284 | MAT_Raw | EMAS (ELSEWEDY INDUSTRIES Group) | 13.14 - Khulusi-Main Pump Station NO. 3.3-40240- | Supply, installation, calibration, connection and testing of Pressure gauge with a range of 0 to 10 bar and all necessary accessories required for installation and operation requirements. | NO | 3 | 195.68 | 587.04 | EUR | MAT_Raw
Qasr Rashwan Lot A _0207 |  | RFQ-00046 | Mostafa Ashraf | MEP (Electro Mechanical) | 2024-08-05 | Supply of Control System | Approved | 12.31 - Mansheya Fanous-SEC. Pump Station NO. 10.3-10.3.13- | Instrumentation and Control System Spare Parts as per specifications. | LS | 1 | 1 | 126560 | 126560 | MAT_Raw | EMAS (ELSEWEDY INDUSTRIES Group) | 12.31 - Mansheya Fanous-SEC. Pump Station NO. 10.3-10.3.13- | Instrumentation and Control System Spare Parts as per specifications. | LS | 1 | 5986.55 | 5986.55 | EUR | MAT_Raw
Qasr Rashwan Lot A _0207 |  | RFQ-00046 | Mostafa Ashraf | MEP (Electro Mechanical) | 2024-08-05 | Supply of Control System | Approved | 14.14 - Albersly & Iz.Alasfar-Main Pump Station NO. 3.3-3.3.13- | Instrumentation and Control System Spare Parts as per specifications. | LS | 1 | 1 | 126560 | 126560 | MAT_Raw | EMAS (ELSEWEDY INDUSTRIES Group) | 14.14 - Albersly & Iz.Alasfar-Main Pump Station NO. 3.3-3.3.13- | Instrumentation and Control System Spare Parts as per specifications. | LS | 1 | 5986.55 | 5986.55 | EUR | MAT_Raw
Qasr Rashwan Lot A _0207 |  | RFQ-00046 | Mostafa Ashraf | MEP (Electro Mechanical) | 2024-08-05 | Supply of Control System | Approved | 11.14 - Murad Al Gendy W Al Sanahra-Main Pump Station NO. 3.3-41336- | Instrumentation and Control System Spare Parts as per specifications. | LS | 1 | 1 | 126560 | 126560 | MAT_Raw | EMAS (ELSEWEDY INDUSTRIES Group) | 11.14 - Murad Al Gendy W Al Sanahra-Main Pump Station NO. 3.3-41336- | Instrumentation and Control System Spare Parts as per specifications. | LS | 1 | 5986.55 | 5986.55 | EUR | MAT_Raw
Qasr Rashwan Lot A _0207 |  | RFQ-00046 | Mostafa Ashraf | MEP (Electro Mechanical) | 2024-08-05 | Supply of Control System | Approved | 11.14 - Murad Al Gendy W Al Sanahra-Main Pump Station NO. 3.3-3.3.9- | Supply, installation, calibration, connection and testing of Pressure Switch with a range of 0 to 10 bar and all necessary accessories required for installation and operation requirements. | NO | 3 | 3 | 6676 | 20028 | MAT_Raw | EMAS (ELSEWEDY INDUSTRIES Group) | 11.14 - Murad Al Gendy W Al Sanahra-Main Pump Station NO. 3.3-3.3.9- | Supply, installation, calibration, connection and testing of Pressure Switch with a range of 0 to 10 bar and all necessary accessories required for installation and operation requirements. | NO | 3 | 218.3 | 654.9 | EUR | MAT_Raw
Qasr Rashwan Lot A _0207 |  | RFQ-00046 | Mostafa Ashraf | MEP (Electro Mechanical) | 2024-08-05 | Supply of Control System | Approved | 12.31 - Mansheya Fanous-SEC. Pump Station NO. 10.3-10.3.9- | Supply, installation, calibration, connection and testing of Pressure Switch with a range of 0 to 10 bar and all necessary accessories required for installation and operation requirements. | NO | 2 | 2 | 6676 | 13352 | MAT_Raw | EMAS (ELSEWEDY INDUSTRIES Group) | 12.31 - Mansheya Fanous-SEC. Pump Station NO. 10.3-10.3.9- | Supply, installation, calibration, connection and testing of Pressure Switch with a range of 0 to 10 bar and all necessary accessories required for installation and operation requirements. | NO | 2 | 218.3 | 436.6 | EUR | MAT_Raw
Qasr Rashwan Lot A _0207 |  | RFQ-00046 | Mostafa Ashraf | MEP (Electro Mechanical) | 2024-08-05 | Supply of Control System | Approved | 10.15 - Saad Al Rouby-Main Pump Station NO. 3.3-3.3.9- | Supply, installation, calibration, connection and testing of Pressure Switch with a range of 0 to 10 bar and all necessary accessories required for installation and operation requirements. | NO | 3 | 3 | 6676 | 20028 | MAT_Raw | EMAS (ELSEWEDY INDUSTRIES Group) | 10.15 - Saad Al Rouby-Main Pump Station NO. 3.3-3.3.9- | Supply, installation, calibration, connection and testing of Pressure Switch with a range of 0 to 10 bar and all necessary accessories required for installation and operation requirements. | NO | 3 | 218.3 | 654.9 | EUR | MAT_Raw
Qasr Rashwan Lot A _0207 |  | RFQ-00046 | Mostafa Ashraf | MEP (Electro Mechanical) | 2024-08-05 | Supply of Control System | Approved | 12.15 - Mansheya Fanous-Main Pump Station NO. 3.3-3.3.10- | Supply, installation, calibration, connection and testing of Pressure gauge with a range of 0 to 10 bar and all necessary accessories required for installation and operation requirements. | NO | 3 | 3 | 19428 | 58284 | MAT_Raw | EMAS (ELSEWEDY INDUSTRIES Group) | 12.15 - Mansheya Fanous-Main Pump Station NO. 3.3-3.3.10- | Supply, installation, calibration, connection and testing of Pressure gauge with a range of 0 to 10 bar and all necessary accessories required for installation and operation requirements. | NO | 3 | 195.68 | 587.04 | EUR | MAT_Raw
Katameya Creeks |  | RFQ-00083 | Youssef Abd El Kream | MEP (Electro Mechanical) | 2024-08-14 | UPVC & PPR Fittings | Approved | SERVICE 20 G.Basement.1-3 | *كوع UPVC مقاس 75 مم رمادى بجوان | ECH | 350 | 350 | 35.51 | 12428.5 | SC_Supply/Apply | El Maadawy | SERVICE 20 G.Basement.1-3 | *كوع UPVC مقاس 75 مم رمادى بجوان | ECH | 350 | 35.51 | 12428.5 | EGP | SC_Supply/Apply
Katameya Creeks |  | RFQ-00083 | Youssef Abd El Kream | MEP (Electro Mechanical) | 2024-08-14 | UPVC & PPR Fittings | Approved | SERVICE 20 G.Basement.1-3 | جلبه UPVC مقاس 50 مم رمادى بجوان | ECH | 100 | 100 | 15.78 | 1578 | SC_Supply/Apply | El Maadawy | SERVICE 20 G.Basement.1-3 | جلبه UPVC مقاس 50 مم رمادى بجوان | ECH | 100 | 15.78 | 1578 | EGP | SC_Supply/Apply
Katameya Creeks |  | RFQ-00083 | Youssef Abd El Kream | MEP (Electro Mechanical) | 2024-08-14 | UPVC & PPR Fittings | Approved | SERVICE 20 G.Basement.1-3 | جلبه UPVC مقاس 75 مم رمادى بجوان | ECH | 700 | 700 | 26.52 | 18564 | SC_Supply/Apply | El Maadawy | SERVICE 20 G.Basement.1-3 | جلبه UPVC مقاس 75 مم رمادى بجوان | ECH | 700 | 26.52 | 18564 | EGP | SC_Supply/Apply
Katameya Creeks |  | RFQ-00083 | Youssef Abd El Kream | MEP (Electro Mechanical) | 2024-08-14 | UPVC & PPR Fittings | Approved | SERVICE 20 G.Basement.1-3 | كوع 45 درجه لصق UPVC مقاس 50 مم ضغط رمادى | ECH | 250 | 250 | 33.44 | 8360 | SC_Supply/Apply | El Maadawy | SERVICE 20 G.Basement.1-3 | كوع 45 درجه لصق UPVC مقاس 50 مم ضغط رمادى | ECH | 250 | 33.44 | 8360 | EGP | SC_Supply/Apply
Katameya Creeks |  | RFQ-00083 | Youssef Abd El Kream | MEP (Electro Mechanical) | 2024-08-14 | UPVC & PPR Fittings | Approved | SERVICE 20 G.Basement.1-3 | طبه لصق UPVC مقاس 110 مم ضغط رمادى | ECH | 150 | 150 | 136.63 | 20494.5 | SC_Supply/Apply | El Maadawy | SERVICE 20 G.Basement.1-3 | طبه لصق UPVC مقاس 110 مم ضغط رمادى | ECH | 150 | 136.63 | 20494.5 | EGP | SC_Supply/Apply
Katameya Creeks |  | RFQ-00083 | Youssef Abd El Kream | MEP (Electro Mechanical) | 2024-08-14 | UPVC & PPR Fittings | Approved | SERVICE 20 G.Basement.1-3 | كوع لحام PPR قطر 25 مم | ECH | 200 | 200 | 13.03 | 2606 | SC_Supply/Apply | El Maadawy | SERVICE 20 G.Basement.1-3 | كوع لحام PPR قطر 25 مم | ECH | 200 | 13.03 | 2606 | EGP | SC_Supply/Apply
Katameya Creeks |  | RFQ-00083 | Youssef Abd El Kream | MEP (Electro Mechanical) | 2024-08-14 | UPVC & PPR Fittings | Approved | SERVICE 20 G.Basement.1-3 | كوع لحام PPR قطر 40 مم | ECH | 70 | 70 | 49.34 | 3453.8 | SC_Supply/Apply | El Maadawy | SERVICE 20 G.Basement.1-3 | كوع لحام PPR قطر 40 مم | ECH | 70 | 49.34 | 3453.8 | EGP | SC_Supply/Apply
Katameya Creeks |  | RFQ-00083 | Youssef Abd El Kream | MEP (Electro Mechanical) | 2024-08-14 | UPVC & PPR Fittings | Approved | SERVICE 20 G.Basement.1-3 | كوع بسن داخلى PPR مقاس 25-1/2" مم | ECH | 100 | 100 | 74.81 | 7481 | SC_Supply/Apply | El Maadawy | SERVICE 20 G.Basement.1-3 | كوع بسن داخلى PPR مقاس 25-1/2" مم | ECH | 100 | 74.81 | 7481 | EGP | SC_Supply/Apply
Katameya Creeks |  | RFQ-00083 | Youssef Abd El Kream | MEP (Electro Mechanical) | 2024-08-14 | UPVC & PPR Fittings | Approved | SERVICE 20 G.Basement.1-3 | جلبه بسن انثى ( وصلة ) PPR مقاس "1/2-25 مم | ECH | 100 | 100 | 90.6 | 9060 | SC_Supply/Apply | El Maadawy | SERVICE 20 G.Basement.1-3 | جلبه بسن انثى ( وصلة ) PPR مقاس "1/2-25 مم | ECH | 100 | 90.6 | 9060 | EGP | SC_Supply/Apply
Katameya Creeks |  | RFQ-00083 | Youssef Abd El Kream | MEP (Electro Mechanical) | 2024-08-14 | UPVC & PPR Fittings | Approved | SERVICE 20 G.Basement.1-3 | threaded hexagon nipples size 1/2" UL LISTED,FM APPROVED | ECH | 15 | 15 | 13.16 | 197.4 | SC_Supply/Apply | El Maadawy | SERVICE 20 G.Basement.1-3 | threaded hexagon nipples size 1/2" UL LISTED,FM APPROVED | ECH | 15 | 13.16 | 197.4 | EGP | SC_Supply/Apply
Katameya Creeks |  | RFQ-00083 | Youssef Abd El Kream | MEP (Electro Mechanical) | 2024-08-14 | UPVC & PPR Fittings | Approved | SERVICE 20 G.Basement.1-3 | محبس بلية 1/2بوصة | ECH | 15 | 15 | 87.72 | 1315.8 | SC_Supply/Apply | El Maadawy | SERVICE 20 G.Basement.1-3 | محبس بلية 1/2بوصة | ECH | 15 | 87.72 | 1315.8 | EGP | SC_Supply/Apply
Katameya Creeks |  | RFQ-00083 | Youssef Abd El Kream | MEP (Electro Mechanical) | 2024-08-14 | UPVC & PPR Fittings | Approved | SERVICE 20 G.Basement.1-3 | كوع 90 درجه لصق UPVC مقاس 75 مم ضغط رمادى | ECH | 90 | 90 | 80.89 | 7280.1 | SC_Supply/Apply | El Maadawy | SERVICE 20 G.Basement.1-3 | كوع 90 درجه لصق UPVC مقاس 75 مم ضغط رمادى | ECH | 90 | 80.89 | 7280.1 | EGP | SC_Supply/Apply
Katameya Creeks |  | RFQ-00083 | Youssef Abd El Kream | MEP (Electro Mechanical) | 2024-08-14 | UPVC & PPR Fittings | Approved | SERVICE 20 G.Basement.1-3 | UPVC Ball Valve 75mm PN 10 with plain end for solvent welding | ECH | 19 | 19 | 1618.07 | 30743.33 | SC_Supply/Apply | El Maadawy | SERVICE 20 G.Basement.1-3 | UPVC Ball Valve 75mm PN 10 with plain end for solvent welding | ECH | 19 | 1618.07 | 30743.33 | EGP | SC_Supply/Apply
Katameya Creeks |  | RFQ-00083 | Youssef Abd El Kream | MEP (Electro Mechanical) | 2024-08-14 | UPVC & PPR Fittings | Approved | SERVICE 20 G.Basement.1-3 | ادابتور UPVC مقاس 2"-90-75 مم ضغط رمادى | ECH | 50 | 50 | 94.89 | 4744.5 | SC_Supply/Apply | El Maadawy | SERVICE 20 G.Basement.1-3 | ادابتور UPVC مقاس 2"-90-75 مم ضغط رمادى | ECH | 50 | 94.89 | 4744.5 | EGP | SC_Supply/Apply
Katameya Creeks |  | RFQ-00083 | Youssef Abd El Kream | MEP (Electro Mechanical) | 2024-08-14 | UPVC & PPR Fittings | Approved | SERVICE 20 G.Basement.1-3 | شحم نياتي | ECH | 50 | 50 | 43.86 | 2193 | SC_Supply/Apply | El Maadawy | SERVICE 20 G.Basement.1-3 | شحم نياتي | ECH | 50 | 43.86 | 2193 | EGP | SC_Supply/Apply
Katameya Creeks |  | RFQ-00083 | Youssef Abd El Kream | MEP (Electro Mechanical) | 2024-08-14 | UPVC & PPR Fittings | Approved | SERVICE 20 G.Basement.1-3 | طبة 2" رمادي | ECH | 100 | 100 | 28.41 | 2841 | SC_Supply/Apply | El Maadawy | SERVICE 20 G.Basement.1-3 | طبة 2" رمادي | ECH | 100 | 28.41 | 2841 | EGP | SC_Supply/Apply
Katameya Creeks |  | RFQ-00083 | Youssef Abd El Kream | MEP (Electro Mechanical) | 2024-08-14 | UPVC & PPR Fittings | Approved | SERVICE 20 G.Basement.1-3 | جلبه مسلوبه لصق UPVC مقاس 75-110-90 مم ضغط رمادى | ECH | 90 | 90 | 78.39 | 7055.1 | SC_Supply/Apply | El Maadawy | SERVICE 20 G.Basement.1-3 | جلبه مسلوبه لصق UPVC مقاس 75-110-90 مم ضغط رمادى | ECH | 90 | 78.39 | 7055.1 | EGP | SC_Supply/Apply
Katameya Creeks |  | RFQ-00083 | Youssef Abd El Kream | MEP (Electro Mechanical) | 2024-08-14 | UPVC & PPR Fittings | Approved | SERVICE 20 G.Basement.1-3 | جلبه UPVC مقاس 110 مم رمادى بجوان | ECH | 150 | 150 | 40.92 | 6138 | SC_Supply/Apply | El Maadawy | SERVICE 20 G.Basement.1-3 | جلبه UPVC مقاس 110 مم رمادى بجوان | ECH | 150 | 40.92 | 6138 | EGP | SC_Supply/Apply
Katameya Creeks |  | RFQ-00079 | Youssef Abd El Kream | MEP (Electro Mechanical) | 2024-08-04 | Cables Acc. | Approved | All Types Buildings | كوس نحاس 10م | ECH | 911 | 911 | 5.82 | 5302.02 | SC_Supply/Apply | El Helal | All Types Buildings | كوس نحاس 10م | ECH | 911 | 10.5 | 9565.5 | EGP | SC_Supply/Apply
Katameya Creeks |  | RFQ-00079 | Youssef Abd El Kream | MEP (Electro Mechanical) | 2024-08-04 | Cables Acc. | Approved | All Types Buildings | كوس نحاس 6 م | ECH | 120 | 120 | 5.78 | 693.6 | SC_Supply/Apply | El Helal | All Types Buildings | كوس نحاس 6 م | ECH | 120 | 9.5 | 1140 | EGP | SC_Supply/Apply
Katameya Creeks |  | RFQ-00079 | Youssef Abd El Kream | MEP (Electro Mechanical) | 2024-08-04 | Cables Acc. | Approved | All Types Buildings | كوس بنز مقاس 16 مم | ECH | 545 | 545 | 19.88 | 10834.6 | SC_Supply/Apply | El Helal | All Types Buildings | كوس بنز مقاس 16 مم | ECH | 545 | 39.5 | 21527.5 | EGP | SC_Supply/Apply
Katameya Creeks |  | RFQ-00079 | Youssef Abd El Kream | MEP (Electro Mechanical) | 2024-08-04 | Cables Acc. | Approved | All Types Buildings | كوس بنز مقاس 10 مم | ECH | 438 | 438 | 9.54 | 4178.52 | SC_Supply/Apply | El Helal | All Types Buildings | كوس بنز مقاس 10 مم | ECH | 438 | 19.8 | 8672.4 | EGP | SC_Supply/Apply
Katameya Creeks |  | RFQ-00079 | Youssef Abd El Kream | MEP (Electro Mechanical) | 2024-08-04 | Cables Acc. | Approved | All Types Buildings | كوس باي ميتال مقاس 185 مم | ECH | 108 | 108 | 53.47 | 5774.76 | SC_Supply/Apply | El Helal | All Types Buildings | كوس باي ميتال مقاس 185 مم | ECH | 108 | 103 | 11124 | EGP | SC_Supply/Apply
Katameya Creeks |  | RFQ-00079 | Youssef Abd El Kream | MEP (Electro Mechanical) | 2024-08-04 | Cables Acc. | Approved | All Types Buildings | كوس باي ميتال مقاس 95 مم | ECH | 44 | 44 | 41.74 | 1836.56 | SC_Supply/Apply | El Helal | All Types Buildings | كوس باي ميتال مقاس 95 مم | ECH | 44 | 73.3 | 3225.2 | EGP | SC_Supply/Apply
Katameya Creeks |  | RFQ-00079 | Youssef Abd El Kream | MEP (Electro Mechanical) | 2024-08-04 | Cables Acc. | Approved | All Types Buildings | كوس نحاس 120م | ECH | 18 | 18 | 129.84 | 2337.12 | SC_Supply/Apply | El Helal | All Types Buildings | كوس نحاس 120م | ECH | 18 | 275 | 4950 | EGP | SC_Supply/Apply
Katameya Creeks |  | RFQ-00079 | Youssef Abd El Kream | MEP (Electro Mechanical) | 2024-08-04 | Cables Acc. | Approved | All Types Buildings | كوس نحاس 95 مم | ECH | 151 | 151 | 117.13 | 17686.63 | SC_Supply/Apply | El Helal | All Types Buildings | كوس نحاس 95 مم | ECH | 151 | 229 | 34579 | EGP | SC_Supply/Apply
Katameya Creeks |  | RFQ-00079 | Youssef Abd El Kream | MEP (Electro Mechanical) | 2024-08-04 | Cables Acc. | Approved | All Types Buildings | كوس نحاس 70 مم ألمانى | ECH | 210 | 210 | 87.83 | 18444.3 | SC_Supply/Apply | El Helal | All Types Buildings | كوس نحاس 70 مم ألمانى | ECH | 210 | 161 | 33810 | EGP | SC_Supply/Apply
Katameya Creeks |  | RFQ-00079 | Youssef Abd El Kream | MEP (Electro Mechanical) | 2024-08-04 | Cables Acc. | Approved | All Types Buildings | كوس نحاس 50 مم | ECH | 23 | 23 | 65.2 | 1499.6 | SC_Supply/Apply | El Helal | All Types Buildings | كوس نحاس 50 مم | ECH | 23 | 121 | 2783 | EGP | SC_Supply/Apply
Katameya Creeks |  | RFQ-00079 | Youssef Abd El Kream | MEP (Electro Mechanical) | 2024-08-04 | Cables Acc. | Approved | All Types Buildings | كوس نحاس 35 مم ألمانى | ECH | 10 | 10 | 46.24 | 462.4 | SC_Supply/Apply | El Helal | All Types Buildings | كوس نحاس 35 مم ألمانى | ECH | 10 | 85.5 | 855 | EGP | SC_Supply/Apply
Katameya Creeks |  | RFQ-00079 | Youssef Abd El Kream | MEP (Electro Mechanical) | 2024-08-04 | Cables Acc. | Approved | All Types Buildings | كوس نحاس 16 مم | ECH | 626 | 626 | 18.71 | 11712.46 | SC_Supply/Apply | El Helal | All Types Buildings | كوس نحاس 16 مم | ECH | 626 | 35 | 21910 | EGP | SC_Supply/Apply
MOC HQ at Diriyah _K0005 |  | RFQ-00026 | Mohamed Abd El-Rahman | Operation | 2024-08-26 | consultant services (acoustic design ) | Approved | 20 | Calculation for all acoustic parameter such as STC and RT & selecting the appropriate material for two spaces as the following : 1-Area CL01 (Closed office) 2- Area CL02 (large meeting room ) The scope of work encompasses three distinct phases., the 1st phase : the assessment will focus on conceptual design. This step is critical in evaluating and selecting appropriate materials to meet the necessary criteria for optimal acoustic conditions within the project premises. A comprehensive review of the acoustic design will be conducted to ensure accuracy in these calculations. Subsequently, the second phase : involve the meticulous acoustic design of the building spaces to align with both local and international standards, with tailored acoustic solutions for specific project requirements. Afterwards, the third phase : involve the design development to have final confirmation and approval. The consultant will check the RT to comply with LEEDS requirements and namely check the ceiling acoustic performance | LS | 1 | 1 | 12711.86 | 12711.86 | Ind_DesignChecks | منصور محمد منصور البرديس | 20 | Calculation for all acoustic parameter such as STC and RT & selecting the appropriate material for two spaces as the following : 1-Area CL01 (Closed office) 2- Area CL02 (large meeting room ) The scope of work encompasses three distinct phases., the 1st phase : the assessment will focus on conceptual design. This step is critical in evaluating and selecting appropriate materials to meet the necessary criteria for optimal acoustic conditions within the project premises. A comprehensive review of the acoustic design will be conducted to ensure accuracy in these calculations. Subsequently, the second phase : involve the meticulous acoustic design of the building spaces to align with both local and international standards, with tailored acoustic solutions for specific project requirements. Afterwards, the third phase : involve the design development to have final confirmation and approval. The consultant will check the RT to comply with LEEDS requirements and namely check the ceiling acoustic performance | LS | 1 | 150000 | 150000 | EGP | Ind_DesignChecks
Qasr Rashwan Lot A _0207 |  | RFQ-00055 | Mostafa Shourbagi | MEP (Electro Mechanical) | 2024-08-26 | Ductile Iron Materials | Approved | Total | DI Flanged Socket Piece DN150 PN10 L = 135mm بردة فلانشة و رأس | ECH | 7 | 7 | 0 | 0 | MAT_Raw | El Tawakol | Total | DI Flanged Socket Piece DN150 PN10 L = 135mm بردة فلانشة و رأس | ECH | 7 | 1051 | 7357 | EGP | MAT_Raw
Qasr Rashwan Lot A _0207 |  | RFQ-00055 | Mostafa Shourbagi | MEP (Electro Mechanical) | 2024-08-26 | Ductile Iron Materials | Approved | Total | DI Flanged Socket Piece DN200 PN10 L = 140mm بردة فلانشة و رأس | ECH | 3 | 3 | 0 | 0 | MAT_Raw | El Tawakol | Total | DI Flanged Socket Piece DN200 PN10 L = 140mm بردة فلانشة و رأس | ECH | 3 | 1517 | 4551 | EGP | MAT_Raw
Qasr Rashwan Lot A _0207 |  | RFQ-00055 | Mostafa Shourbagi | MEP (Electro Mechanical) | 2024-08-26 | Ductile Iron Materials | Approved | Total | DI Flanged Socket Piece DN250 PN10 L = 145mm بردة فلانشة و رأس | ECH | 12 | 12 | 0 | 0 | MAT_Raw | El Tawakol | Total | DI Flanged Socket Piece DN250 PN10 L = 145mm بردة فلانشة و رأس | ECH | 12 | 2072 | 24864 | EGP | MAT_Raw
Qasr Rashwan Lot A _0207 |  | RFQ-00055 | Mostafa Shourbagi | MEP (Electro Mechanical) | 2024-08-26 | Ductile Iron Materials | Approved | Total | DI Flanged Socket Piece DN300 PN10 L = 150mm بردة فلانشة و رأس | ECH | 7 | 7 | 0 | 0 | MAT_Raw | El Tawakol | Total | DI Flanged Socket Piece DN300 PN10 L = 150mm بردة فلانشة و رأس | ECH | 7 | 2738 | 19166 | EGP | MAT_Raw
Qasr Rashwan Lot A _0207 |  | RFQ-00055 | Mostafa Shourbagi | MEP (Electro Mechanical) | 2024-08-26 | Ductile Iron Materials | Approved | Total | DI Flanged Socket Piece DN350 PN10 L = 155mm بردة فلانشة و رأس | ECH | 16 | 16 | 0 | 0 | MAT_Raw | El Tawakol | Total | DI Flanged Socket Piece DN350 PN10 L = 155mm بردة فلانشة و رأس | ECH | 16 | 3330 | 53280 | EGP | MAT_Raw
Qasr Rashwan Lot A _0207 |  | RFQ-00055 | Mostafa Shourbagi | MEP (Electro Mechanical) | 2024-08-26 | Ductile Iron Materials | Approved | Total | DI Flanged Spigot Piece DN150 PN10 L = 380mm بردة فلانشة و ذيل | ECH | 9 | 9 | 0 | 0 | MAT_Raw | El Tawakol | Total | DI Flanged Spigot Piece DN150 PN10 L = 380mm بردة فلانشة و ذيل | ECH | 9 | 1155 | 10395 | EGP | MAT_Raw
Qasr Rashwan Lot A _0207 |  | RFQ-00055 | Mostafa Shourbagi | MEP (Electro Mechanical) | 2024-08-26 | Ductile Iron Materials | Approved | Total | DI Flanged Spigot Piece DN200 PN10 L = 400mm بردة فلانشة و ذيل | ECH | 4 | 4 | 0 | 0 | MAT_Raw | El Tawakol | Total | DI Flanged Spigot Piece DN200 PN10 L = 400mm بردة فلانشة و ذيل | ECH | 4 | 1665 | 6660 | EGP | MAT_Raw
Qasr Rashwan Lot A _0207 |  | RFQ-00055 | Mostafa Shourbagi | MEP (Electro Mechanical) | 2024-08-26 | Ductile Iron Materials | Approved | Total | DI Flanged Spigot Piece DN250 PN10 L = 420mm بردة فلانشة و ذيل | ECH | 13 | 13 | 0 | 0 | MAT_Raw | El Tawakol | Total | DI Flanged Spigot Piece DN250 PN10 L = 420mm بردة فلانشة و ذيل | ECH | 13 | 2368 | 30784 | EGP | MAT_Raw
Qasr Rashwan Lot A _0207 |  | RFQ-00055 | Mostafa Shourbagi | MEP (Electro Mechanical) | 2024-08-26 | Ductile Iron Materials | Approved | Total | DI Flanged Spigot Piece DN300 PN10 L = 440mm بردة فلانشة و ذيل | ECH | 8 | 8 | 0 | 0 | MAT_Raw | El Tawakol | Total | DI Flanged Spigot Piece DN300 PN10 L = 440mm بردة فلانشة و ذيل | ECH | 8 | 3182 | 25456 | EGP | MAT_Raw
Qasr Rashwan Lot A _0207 |  | RFQ-00055 | Mostafa Shourbagi | MEP (Electro Mechanical) | 2024-08-26 | Ductile Iron Materials | Approved | Total | DI Flanged Spigot Piece DN350 PN10 L = 460mm بردة فلانشة و ذيل | ECH | 16 | 16 | 0 | 0 | MAT_Raw | El Tawakol | Total | DI Flanged Spigot Piece DN350 PN10 L = 460mm بردة فلانشة و ذيل | ECH | 16 | 3848 | 61568 | EGP | MAT_Raw
Qasr Rashwan Lot A _0207 |  | RFQ-00055 | Mostafa Shourbagi | MEP (Electro Mechanical) | 2024-08-26 | Ductile Iron Materials | Approved | Total | Ductile Iron Double Flanged Bend 90° DN 350 PN10 كوع 90° زهر مرن بالفلانشات | ECH | 2 | 2 | 0 | 0 | MAT_Raw | El Tawakol | Total | Ductile Iron Double Flanged Bend 90° DN 350 PN10 كوع 90° زهر مرن بالفلانشات | ECH | 2 | 6660 | 13320 | EGP | MAT_Raw
Qasr Rashwan Lot A _0207 |  | RFQ-00055 | Mostafa Shourbagi | MEP (Electro Mechanical) | 2024-08-26 | Ductile Iron Materials | Approved | Total | Ductile Iron Flanged Tee DN 300/150 PN10, L=800 مشترك زهر مرن بالفلانشات | ECH | 1 | 1 | 0 | 0 | MAT_Raw | El Tawakol | Total | Ductile Iron Flanged Tee DN 300/150 PN10, L=800 مشترك زهر مرن بالفلانشات | ECH | 1 | 7252 | 7252 | EGP | MAT_Raw
Qasr Rashwan Lot A _0207 |  | RFQ-00055 | Mostafa Shourbagi | MEP (Electro Mechanical) | 2024-08-26 | Ductile Iron Materials | Approved | Total | Ductile Iron Flanged Tee DN 350/150 PN10, L=850 مشترك زهر مرن بالفلانشات | ECH | 1 | 1 | 0 | 0 | MAT_Raw | El Tawakol | Total | Ductile Iron Flanged Tee DN 350/150 PN10, L=850 مشترك زهر مرن بالفلانشات | ECH | 1 | 8806 | 8806 | EGP | MAT_Raw
Qasr Rashwan Lot A _0207 |  | RFQ-00055 | Mostafa Shourbagi | MEP (Electro Mechanical) | 2024-08-26 | Ductile Iron Materials | Approved | 12.11 - 3. Manshya fanous.Mansheya Fanous-Bill No. 2 - Forcemain (Main)-2.1.3.3-a | Flange socket with puddle flanged pieces 150mm | ECH | 3 | 3 | 4455 | 13365 | MAT_Raw | El Tawakol | 12.11 - 3. Manshya fanous.Mansheya Fanous-Bill No. 2 - Forcemain (Main)-2.1.3.3-a | Flange socket with puddle flanged pieces 150mm | ECH | 3 | 4345 | 13035 | EGP | MAT_Raw
Qasr Rashwan Lot A _0207 |  | RFQ-00055 | Mostafa Shourbagi | MEP (Electro Mechanical) | 2024-08-26 | Ductile Iron Materials | Approved | 12.11 - 3. Manshya fanous.Mansheya Fanous-Bill No. 2 - Forcemain (Main)-2.1.5.3-c | Flange socket with puddle flanged pieces 150mm | ECH | 2 | 2 | 4455 | 8910 | MAT_Raw | El Tawakol | 12.11 - 3. Manshya fanous.Mansheya Fanous-Bill No. 2 - Forcemain (Main)-2.1.5.3-c | Flange socket with puddle flanged pieces 150mm | ECH | 2 | 4345 | 8690 | EGP | MAT_Raw
Qasr Rashwan Lot A _0207 |  | RFQ-00055 | Mostafa Shourbagi | MEP (Electro Mechanical) | 2024-08-26 | Ductile Iron Materials | Approved | 12.12 - 3. Manshya fanous.Mansheya Fanous-Bill No. 2 - Forcemain (Secondary)-2.2.3.3-a | Flange socket with puddle flanged pieces 150mm | ECH | 6 | 4 | 4455 | 17820 | MAT_Raw | El Tawakol | 12.12 - 3. Manshya fanous.Mansheya Fanous-Bill No. 2 - Forcemain (Secondary)-2.2.3.3-a | Flange socket with puddle flanged pieces 150mm | ECH | 4 | 4345 | 17380 | EGP | MAT_Raw
Qasr Rashwan Lot A _0207 |  | RFQ-00055 | Mostafa Shourbagi | MEP (Electro Mechanical) | 2024-08-26 | Ductile Iron Materials | Approved | 14.11 - 5. Iz. Albersly.Iz.Albersly & Iz.Alasfar-Bill No. 2 - Forcemain-2.3.2-b | Tee 150/100 | ECH | 1 | 1 | 2211.3 | 2211.3 | MAT_Raw | El Tawakol | 14.11 - 5. Iz. Albersly.Iz.Albersly & Iz.Alasfar-Bill No. 2 - Forcemain-2.3.2-b | Tee 150/100 | ECH | 1 | 2183 | 2183 | EGP | MAT_Raw
Qasr Rashwan Lot A _0207 |  | RFQ-00055 | Mostafa Shourbagi | MEP (Electro Mechanical) | 2024-08-26 | Ductile Iron Materials | Approved | 12.12 - 3. Manshya fanous.Mansheya Fanous-Bill No. 2 - Forcemain (Secondary)-2.2.3.2-a | Tee 150/150 | ECH | 3 | 3 | 2435.4 | 7306.2 | MAT_Raw | El Tawakol | 12.12 - 3. Manshya fanous.Mansheya Fanous-Bill No. 2 - Forcemain (Secondary)-2.2.3.2-a | Tee 150/150 | ECH | 3 | 2405 | 7215 | EGP | MAT_Raw
Qasr Rashwan Lot A _0207 |  | RFQ-00055 | Mostafa Shourbagi | MEP (Electro Mechanical) | 2024-08-26 | Ductile Iron Materials | Approved | 12.11 - 3. Manshya fanous.Mansheya Fanous-Bill No. 2 - Forcemain (Main)-2.1.3.2-b | Tee 150/150 | ECH | 1 | 1 | 2435.4 | 2435.4 | MAT_Raw | El Tawakol | 12.11 - 3. Manshya fanous.Mansheya Fanous-Bill No. 2 - Forcemain (Main)-2.1.3.2-b | Tee 150/150 | ECH | 1 | 2405 | 2405 | EGP | MAT_Raw
Qasr Rashwan Lot A _0207 |  | RFQ-00055 | Mostafa Shourbagi | MEP (Electro Mechanical) | 2024-08-26 | Ductile Iron Materials | Approved | 12.32 - 3. Manshya fanous.Mansheya Fanous-Bill No.3.4 - Mansheya Fanous Pump Station (Secondary)-10.4.3-c. | Tee, 150/150 mm. | ECH | 2 | 1 | 2435.4 | 2435.4 | MAT_Raw | El Tawakol | 12.32 - 3. Manshya fanous.Mansheya Fanous-Bill No.3.4 - Mansheya Fanous Pump Station (Secondary)-10.4.3-c. | Tee, 150/150 mm. | ECH | 1 | 2405 | 2405 | EGP | MAT_Raw
Qasr Rashwan Lot A _0207 |  | RFQ-00055 | Mostafa Shourbagi | MEP (Electro Mechanical) | 2024-08-26 | Ductile Iron Materials | Approved | 14.11 - 5. Iz. Albersly.Iz.Albersly & Iz.Alasfar-Bill No. 2 - Forcemain-2.3.2-a | Tee 150/150 | ECH | 1 | 1 | 2435.4 | 2435.4 | MAT_Raw | El Tawakol | 14.11 - 5. Iz. Albersly.Iz.Albersly & Iz.Alasfar-Bill No. 2 - Forcemain-2.3.2-a | Tee 150/150 | ECH | 1 | 2405 | 2405 | EGP | MAT_Raw
Qasr Rashwan Lot A _0207 |  | RFQ-00055 | Mostafa Shourbagi | MEP (Electro Mechanical) | 2024-08-26 | Ductile Iron Materials | Approved | 12.11 - 3. Manshya fanous.Mansheya Fanous-Bill No. 2 - Forcemain (Main)-2.1.3.2-d | Tee 150/100 | ECH | 1 | 1 | 2211.3 | 2211.3 | MAT_Raw | El Tawakol | 12.11 - 3. Manshya fanous.Mansheya Fanous-Bill No. 2 - Forcemain (Main)-2.1.3.2-d | Tee 150/100 | ECH | 1 | 2183 | 2183 | EGP | MAT_Raw
Qasr Rashwan Lot A _0207 |  | RFQ-00055 | Mostafa Shourbagi | MEP (Electro Mechanical) | 2024-08-26 | Ductile Iron Materials | Approved | 12.11 - 3. Manshya fanous.Mansheya Fanous-Bill No. 2 - Forcemain (Main)-2.1.5.2-b | Tee 150/150 | ECH | 1 | 1 | 2435.4 | 2435.4 | MAT_Raw | El Tawakol | 12.11 - 3. Manshya fanous.Mansheya Fanous-Bill No. 2 - Forcemain (Main)-2.1.5.2-b | Tee 150/150 | ECH | 1 | 2405 | 2405 | EGP | MAT_Raw
Qasr Rashwan Lot A _0207 |  | RFQ-00055 | Mostafa Shourbagi | MEP (Electro Mechanical) | 2024-08-26 | Ductile Iron Materials | Approved | 12.12 - 3. Manshya fanous.Mansheya Fanous-Bill No. 2 - Forcemain (Secondary)-2.2.3.2-b | Tee 150/100 | ECH | 2 | 2 | 2211.3 | 4422.6 | MAT_Raw | El Tawakol | 12.12 - 3. Manshya fanous.Mansheya Fanous-Bill No. 2 - Forcemain (Secondary)-2.2.3.2-b | Tee 150/100 | ECH | 2 | 2183 | 4366 | EGP | MAT_Raw
Qasr Rashwan Lot A _0207 |  | RFQ-00046 | Mostafa Ashraf | MEP (Electro Mechanical) | 2024-08-05 | Supply of Control System | Approved | 11.14 - Murad Al Gendy W Al Sanahra-Main Pump Station NO. 3.3-40240- | Supply, installation, calibration, connection and testing of Pressure gauge with a range of 0 to 10 bar and all necessary accessories required for installation and operation requirements. | NO | 3 | 3 | 19428 | 58284 | MAT_Raw | EMAS (ELSEWEDY INDUSTRIES Group) | 11.14 - Murad Al Gendy W Al Sanahra-Main Pump Station NO. 3.3-40240- | Supply, installation, calibration, connection and testing of Pressure gauge with a range of 0 to 10 bar and all necessary accessories required for installation and operation requirements. | NO | 3 | 195.68 | 587.04 | EUR | MAT_Raw
Qasr Rashwan Lot A _0207 |  | RFQ-00046 | Mostafa Ashraf | MEP (Electro Mechanical) | 2024-08-05 | Supply of Control System | Approved | 12.15 - Mansheya Fanous-Main Pump Station NO. 3.3-3.3.9- | Supply, installation, calibration, connection and testing of Pressure Switch with a range of 0 to 10 bar and all necessary accessories required for installation and operation requirements. | NO | 3 | 3 | 6676 | 20028 | MAT_Raw | EMAS (ELSEWEDY INDUSTRIES Group) | 12.15 - Mansheya Fanous-Main Pump Station NO. 3.3-3.3.9- | Supply, installation, calibration, connection and testing of Pressure Switch with a range of 0 to 10 bar and all necessary accessories required for installation and operation requirements. | NO | 3 | 218.3 | 654.9 | EUR | MAT_Raw
Qasr Rashwan - Lot B _0208 |  | RFQ-00044 | Mostafa Ashraf | MEP (Electro Mechanical) | 2024-08-05 | Supply of Control System | Approved | 12.14 - Iz. Suleiman Tadrus-BILL NO. 3.3: Main Pump Station-3.3.7- | Supply, installation, calibration, connection and testing of level float switch with acable length 15 meter including all necessary accessories required for installation and operation requirements. | NO | 2 | 2 | 8694 | 17388 | MAT_Raw | EMAS (ELSEWEDY INDUSTRIES Group) | 12.14 - Iz. Suleiman Tadrus-BILL NO. 3.3: Main Pump Station-3.3.7- | Supply, installation, calibration, connection and testing of level float switch with acable length 15 meter including all necessary accessories required for installation and operation requirements. | NO | 2 | 285.45 | 570.9 | EUR | MAT_Raw
Qasr Rashwan - Lot B _0208 |  | RFQ-00044 | Mostafa Ashraf | MEP (Electro Mechanical) | 2024-08-05 | Supply of Control System | Approved | 10.14 - Abd Al Azeem Al Sofy-BILL NO. 3.3: Main Pump Station-3.3.7- | Supply, installation, calibration, connection and testing of level float switch with acable length 15 meter including all necessary accessories required for installation and operation requirements. | NO | 2 | 2 | 8694 | 17388 | MAT_Raw | EMAS (ELSEWEDY INDUSTRIES Group) | 10.14 - Abd Al Azeem Al Sofy-BILL NO. 3.3: Main Pump Station-3.3.7- | Supply, installation, calibration, connection and testing of level float switch with acable length 15 meter including all necessary accessories required for installation and operation requirements. | NO | 2 | 285.45 | 570.9 | EUR | MAT_Raw
Qasr Rashwan - Lot B _0208 |  | RFQ-00044 | Mostafa Ashraf | MEP (Electro Mechanical) | 2024-08-05 | Supply of Control System | Approved | 13.14 - Iz.Salih Shamatah-BILL NO. 3.3: Main Pump Station-3.3.5- | Supply, installation, calibration, connection and testing of the electromagnetic flow meter on the main discharge line (200mm diameter) (consists of separate sensor and transmitter with digital indicator) including all necessary accessories required for installation and operation requirements. | NO | 1 | 1 | 217560 | 217560 | MAT_Raw | EMAS (ELSEWEDY INDUSTRIES Group) | 13.14 - Iz.Salih Shamatah-BILL NO. 3.3: Main Pump Station-3.3.5- | Supply, installation, calibration, connection and testing of the electromagnetic flow meter on the main discharge line (200mm diameter) (consists of separate sensor and transmitter with digital indicator) including all necessary accessories required for installation and operation requirements. | NO | 1 | 9613.54 | 9613.54 | EUR | MAT_Raw
Qasr Rashwan - Lot B _0208 |  | RFQ-00044 | Mostafa Ashraf | MEP (Electro Mechanical) | 2024-08-05 | Supply of Control System | Approved | 10.14 - Abd Al Azeem Al Sofy-BILL NO. 3.3: Main Pump Station-3.3.6- | Supply, installation, calibration, connection and testing of Non-contact Radar level transmitter with range from 0 to 20 meters and beam angle not more than 5 degree (consists of separate sensor and transmitter with digital indicator) including all necessary accessories required for installation and operation requirements. | NO | 1 | 1 | 74520 | 74520 | MAT_Raw | EMAS (ELSEWEDY INDUSTRIES Group) | 10.14 - Abd Al Azeem Al Sofy-BILL NO. 3.3: Main Pump Station-3.3.6- | Supply, installation, calibration, connection and testing of Non-contact Radar level transmitter with range from 0 to 20 meters and beam angle not more than 5 degree (consists of separate sensor and transmitter with digital indicator) including all necessary accessories required for installation and operation requirements. | NO | 1 | 1912.3 | 1912.3 | EUR | MAT_Raw
Qasr Rashwan - Lot B _0208 |  | RFQ-00044 | Mostafa Ashraf | MEP (Electro Mechanical) | 2024-08-05 | Supply of Control System | Approved | 13.14 - Iz.Salih Shamatah-BILL NO. 3.3: Main Pump Station-3.3.9- | Supply, installation, calibration, connection and testing of Pressure Switch with a range of 0 to 10 bar and all necessary accessories required for installation and operation requirements. | NO | 3 | 3 | 6210 | 18630 | MAT_Raw | EMAS (ELSEWEDY INDUSTRIES Group) | 13.14 - Iz.Salih Shamatah-BILL NO. 3.3: Main Pump Station-3.3.9- | Supply, installation, calibration, connection and testing of Pressure Switch with a range of 0 to 10 bar and all necessary accessories required for installation and operation requirements. | NO | 3 | 218.3 | 654.9 | EUR | MAT_Raw
Qasr Rashwan - Lot B _0208 |  | RFQ-00044 | Mostafa Ashraf | MEP (Electro Mechanical) | 2024-08-05 | Supply of Control System | Approved | 13.14 - Iz.Salih Shamatah-BILL NO. 3.3: Main Pump Station-3.3.8- | Supply, installation, calibration, connection and testing of Pressure Transmitter with a range of 0 to 10 bar including all necessary accessories required for installation and operation requirements. | NO | 1 | 1 | 62100 | 62100 | MAT_Raw | EMAS (ELSEWEDY INDUSTRIES Group) | 13.14 - Iz.Salih Shamatah-BILL NO. 3.3: Main Pump Station-3.3.8- | Supply, installation, calibration, connection and testing of Pressure Transmitter with a range of 0 to 10 bar including all necessary accessories required for installation and operation requirements. | NO | 1 | 2804.18 | 2804.18 | EUR | MAT_Raw
Qasr Rashwan - Lot B _0208 |  | RFQ-00044 | Mostafa Ashraf | MEP (Electro Mechanical) | 2024-08-05 | Supply of Control System | Approved | 13.14 - Iz.Salih Shamatah-BILL NO. 3.3: Main Pump Station-3.3.13- | Instrumentation and Control System Spare Parts as per specifications. | LS | 1 | 1 | 139216 | 139216 | MAT_Raw | EMAS (ELSEWEDY INDUSTRIES Group) | 13.14 - Iz.Salih Shamatah-BILL NO. 3.3: Main Pump Station-3.3.13- | Instrumentation and Control System Spare Parts as per specifications. | LS | 1 | 5986.55 | 5986.55 | EUR | MAT_Raw
Qasr Rashwan - Lot B _0208 |  | RFQ-00044 | Mostafa Ashraf | MEP (Electro Mechanical) | 2024-08-05 | Supply of Control System | Approved | 11.14 - Abd Al Rahman Ibrahim-BILL NO. 3.3: Main Pump Station-3.3.7- | Supply, installation, calibration, connection and testing of level float switch with acable length 15 meter including all necessary accessories required for installation and operation requirements. | NO | 2 | 2 | 8694 | 17388 | MAT_Raw | EMAS (ELSEWEDY INDUSTRIES Group) | 11.14 - Abd Al Rahman Ibrahim-BILL NO. 3.3: Main Pump Station-3.3.7- | Supply, installation, calibration, connection and testing of level float switch with acable length 15 meter including all necessary accessories required for installation and operation requirements. | NO | 2 | 285.45 | 570.9 | EUR | MAT_Raw
Qasr Rashwan - Lot B _0208 |  | RFQ-00044 | Mostafa Ashraf | MEP (Electro Mechanical) | 2024-08-05 | Supply of Control System | Approved | 11.14 - Abd Al Rahman Ibrahim-BILL NO. 3.3: Main Pump Station-3.3.6- | Supply, installation, calibration, connection and testing of Non-contact Radar level transmitter with range from 0 to 20 meters and beam angle not more than 5 degree (consists of separate sensor and transmitter with digital indicator) including all necessary accessories required for installation and operation requirements. | NO | 1 | 1 | 74520 | 74520 | MAT_Raw | EMAS (ELSEWEDY INDUSTRIES Group) | 11.14 - Abd Al Rahman Ibrahim-BILL NO. 3.3: Main Pump Station-3.3.6- | Supply, installation, calibration, connection and testing of Non-contact Radar level transmitter with range from 0 to 20 meters and beam angle not more than 5 degree (consists of separate sensor and transmitter with digital indicator) including all necessary accessories required for installation and operation requirements. | NO | 1 | 1912.3 | 1912.3 | EUR | MAT_Raw
Qasr Rashwan - Lot B _0208 |  | RFQ-00044 | Mostafa Ashraf | MEP (Electro Mechanical) | 2024-08-05 | Supply of Control System | Approved | 15.14 - Iz. Al Burm-BILL NO. 3.3: Main Pump Station-3.3.13- | Instrumentation and Control System Spare Parts as per specifications. | LS | 1 | 1 | 139216 | 139216 | MAT_Raw | EMAS (ELSEWEDY INDUSTRIES Group) | 15.14 - Iz. Al Burm-BILL NO. 3.3: Main Pump Station-3.3.13- | Instrumentation and Control System Spare Parts as per specifications. | LS | 1 | 5986.55 | 5986.55 | EUR | MAT_Raw
Qasr Rashwan - Lot B _0208 |  | RFQ-00044 | Mostafa Ashraf | MEP (Electro Mechanical) | 2024-08-05 | Supply of Control System | Approved | 12.14 - Iz. Suleiman Tadrus-BILL NO. 3.3: Main Pump Station-3.3.9- | Supply, installation, calibration, connection and testing of Pressure Switch with a range of 0 to 10 bar and all necessary accessories required for installation and operation requirements. | NO | 3 | 3 | 6210 | 18630 | MAT_Raw | EMAS (ELSEWEDY INDUSTRIES Group) | 12.14 - Iz. Suleiman Tadrus-BILL NO. 3.3: Main Pump Station-3.3.9- | Supply, installation, calibration, connection and testing of Pressure Switch with a range of 0 to 10 bar and all necessary accessories required for installation and operation requirements. | NO | 3 | 218.3 | 654.9 | EUR | MAT_Raw
Qasr Rashwan - Lot B _0208 |  | RFQ-00044 | Mostafa Ashraf | MEP (Electro Mechanical) | 2024-08-05 | Supply of Control System | Approved | 11.14 - Abd Al Rahman Ibrahim-BILL NO. 3.3: Main Pump Station-3.3.13- | Instrumentation and Control System Spare Parts as per specifications. | LS | 1 | 1 | 139216 | 139216 | MAT_Raw | EMAS (ELSEWEDY INDUSTRIES Group) | 11.14 - Abd Al Rahman Ibrahim-BILL NO. 3.3: Main Pump Station-3.3.13- | Instrumentation and Control System Spare Parts as per specifications. | LS | 1 | 5986.55 | 5986.55 | EUR | MAT_Raw
Qasr Rashwan - Lot B _0208 |  | RFQ-00044 | Mostafa Ashraf | MEP (Electro Mechanical) | 2024-08-05 | Supply of Control System | Approved | 15.14 - Iz. Al Burm-BILL NO. 3.3: Main Pump Station-3.3.8- | Supply, installation, calibration, connection and testing of Pressure Transmitter with a range of 0 to 10 bar including all necessary accessories required for installation and operation requirements. | NO | 1 | 1 | 62100 | 62100 | MAT_Raw | EMAS (ELSEWEDY INDUSTRIES Group) | 15.14 - Iz. Al Burm-BILL NO. 3.3: Main Pump Station-3.3.8- | Supply, installation, calibration, connection and testing of Pressure Transmitter with a range of 0 to 10 bar including all necessary accessories required for installation and operation requirements. | NO | 1 | 2804.18 | 2804.18 | EUR | MAT_Raw
Qasr Rashwan - Lot B _0208 |  | RFQ-00044 | Mostafa Ashraf | MEP (Electro Mechanical) | 2024-08-05 | Supply of Control System | Approved | 15.14 - Iz. Al Burm-BILL NO. 3.3: Main Pump Station-3.3.10- | Supply, installation, calibration, connection and testing of Pressure gauge with a range of 0 to 10 bar and all necessary accessories required for installation and operation requirements. | NO | 3 | 3 | 18630 | 55890 | MAT_Raw | EMAS (ELSEWEDY INDUSTRIES Group) | 15.14 - Iz. Al Burm-BILL NO. 3.3: Main Pump Station-3.3.10- | Supply, installation, calibration, connection and testing of Pressure gauge with a range of 0 to 10 bar and all necessary accessories required for installation and operation requirements. | NO | 3 | 195.68 | 587.04 | EUR | MAT_Raw
Qasr Rashwan - Lot B _0208 |  | RFQ-00044 | Mostafa Ashraf | MEP (Electro Mechanical) | 2024-08-05 | Supply of Control System | Approved | 14.14 - Iz. Abou Hussein-BILL NO. 3.3: Main Pump Station-3.3.7- | Supply, installation, calibration, connection and testing of level float switch with acable length 15 meter including all necessary accessories required for installation and operation requirements. | NO | 2 | 2 | 8694 | 17388 | MAT_Raw | EMAS (ELSEWEDY INDUSTRIES Group) | 14.14 - Iz. Abou Hussein-BILL NO. 3.3: Main Pump Station-3.3.7- | Supply, installation, calibration, connection and testing of level float switch with acable length 15 meter including all necessary accessories required for installation and operation requirements. | NO | 2 | 285.45 | 570.9 | EUR | MAT_Raw
Qasr Rashwan - Lot B _0208 |  | RFQ-00044 | Mostafa Ashraf | MEP (Electro Mechanical) | 2024-08-05 | Supply of Control System | Approved | 11.14 - Abd Al Rahman Ibrahim-BILL NO. 3.3: Main Pump Station-3.3.9- | Supply, installation, calibration, connection and testing of Pressure Switch with a range of 0 to 10 bar and all necessary accessories required for installation and operation requirements. | NO | 3 | 3 | 6210 | 18630 | MAT_Raw | EMAS (ELSEWEDY INDUSTRIES Group) | 11.14 - Abd Al Rahman Ibrahim-BILL NO. 3.3: Main Pump Station-3.3.9- | Supply, installation, calibration, connection and testing of Pressure Switch with a range of 0 to 10 bar and all necessary accessories required for installation and operation requirements. | NO | 3 | 218.3 | 654.9 | EUR | MAT_Raw
Rabigh CCPP-Civil _K0006 |  | RFQ-00030 | Mina Ayman | Operation | 2024-08-22 | Pile Head Treatment | Approved | 07 13 00 SWP-0015 | Double Layer of SBS modified bituminous waterproofing membrane, 2 * 4mm thick using "PY40200L" from Awazel or GSPLASTO F from GULF Seal or equivalent reinforced with 200 Gr/Sqm polyester, fully torch applied, with 100mm side lap & 150mm end lap and staggered end laps, including 50X50mm mortar cant strip on junction lines between horizontal & vertical areas (excluding cement, and water), and including Solvent base primer conforming to ASTM D41. | SQM | 65237.16 | 2000 | 55 | 110000 | SC_Supply/Apply | مؤسسة محمد معيض السبيعي للمقاولات | 07 13 00 SWP-0015 | Double Layer of SBS modified bituminous waterproofing membrane, 2 * 4mm thick using "PY40200L" from Awazel or GSPLASTO F from GULF Seal or equivalent reinforced with 200 Gr/Sqm polyester, fully torch applied, with 100mm side lap & 150mm end lap and staggered end laps, including 50X50mm mortar cant strip on junction lines between horizontal & vertical areas (excluding cement, and water), and including Solvent base primer conforming to ASTM D41. | SQM | 2000 | 55 | 110000 | SAR | SC_Supply/Apply
Rabigh CCPP-Civil _K0006 |  | RFQ-00030 | Mina Ayman | Operation | 2024-08-22 | Pile Head Treatment | Approved | 31 63 23 EO-0006 | Supplying; forming; treatment; protecting; pile head; bored concrete piles; 800mm nominal diameter. | ECH | 180 | 180 | 295.9 | 53262 | SC_Supply/Apply | مؤسسة محمد معيض السبيعي للمقاولات | 31 63 23 EO-0006 | Supplying; forming; treatment; protecting; pile head; bored concrete piles; 800mm nominal diameter. | ECH | 180 | 270 | 48600 | SAR | SC_Supply/Apply
Rabigh CCPP-Civil _K0006 |  | RFQ-00031 | Mina Ayman | Operation | 2024-08-24 | Third Part Lab REV.B | Approved | indirect | Service of one senior Material technician Covering Soil and Concrete tests as mentioned below (8 hours per day, 6 days per week) | ECH | 6 | 6 | 12150 | 72900 | Oth | Applus | indirect | Service of one senior Material technician Covering Soil and Concrete tests as mentioned below (8 hours per day, 6 days per week) | ECH | 6 | 12150 | 72900 | SAR | Oth
Rabigh CCPP-Civil _K0006 |  | RFQ-00031 | Mina Ayman | Operation | 2024-08-24 | Third Part Lab REV.B | Approved | indirect | Service of Material Engineer (Optional) | ECH | 0 | 0 | 16200 | 0 | Oth | Applus | indirect | Service of Material Engineer (Optional) | ECH | 0 | 16200 | 0 | SAR | Oth
Rabigh CCPP-Civil _K0006 |  | RFQ-00031 | Mina Ayman | Operation | 2024-08-24 | Third Part Lab REV.B | Approved | indirect | Provision of Concrete Laboratory Equipment as per List (1) | ECH | 6 | 6 | 2500 | 15000 | Oth | Applus | indirect | Provision of Concrete Laboratory Equipment as per List (1) | ECH | 6 | 2500 | 15000 | SAR | Oth
Rabigh CCPP-Civil _K0006 |  | RFQ-00031 | Mina Ayman | Operation | 2024-08-24 | Third Part Lab REV.B | Approved | indirect | Provision of Soil Laboratory Equipment as per list (2) | ECH | 0 | 0 | 1170 | 0 | Oth | Applus | indirect | Provision of Soil Laboratory Equipment as per list (2) | ECH | 0 | 1170 | 0 | SAR | Oth
Rabigh CCPP-Civil _K0006 |  | RFQ-00031 | Mina Ayman | Operation | 2024-08-24 | Third Part Lab REV.B | Approved | indirect | Technician overtime in Excess of 8 hours per day or working Friday and holidays | ECH | 0 | 0 | 54 | 0 | Oth | Applus | indirect | Technician overtime in Excess of 8 hours per day or working Friday and holidays | ECH | 0 | 54 | 0 | SAR | Oth
Rabigh CCPP-Civil _K0006 |  | RFQ-00031 | Mina Ayman | Operation | 2024-08-24 | Third Part Lab REV.B | Approved | indirect | Material Engineer overtime in Excess of 8 hours per day or working Friday and holidays | ECH | 0 | 0 | 90 | 0 | Oth | Applus | indirect | Material Engineer overtime in Excess of 8 hours per day or working Friday and holidays | ECH | 0 | 90 | 0 | SAR | Oth
Mivida BP#189 |  | RFQ-00120 | Mostafa Shourbagi | MEP (Electro Mechanical) | 2024-08-20 | UPVC Fittings | Approved | 152105.POS | P.R. 94985→ Drainage Fittings High level | LS | 1 | 1 | 33479.95 | 33479.95 | SC_Supply | المريم - هيثم سيد عبدالكريم | 152105.POS | P.R. 94985→ Drainage Fittings High level | LS | 1 | 38229.44 | 38229.44 | EGP | SC_Supply
Mivida BP#189 |  | RFQ-00121 | Mostafa Shourbagi | MEP (Electro Mechanical) | 2024-08-22 | UPVC Fittings | Approved | 152105.Bas | P.R. 97887 → Pipes Fittings | LS | 1 | 1 | 4846.42 | 4846.42 | SC_Supply | El Maadawy | 152105.Bas | P.R. 97887 → Pipes Fittings | LS | 1 | 14011.74 | 14011.74 | EGP | SC_Supply
Qasr Rashwan Lot A _0207 |  | RFQ-00055 | Mostafa Shourbagi | MEP (Electro Mechanical) | 2024-08-26 | Ductile Iron Materials | Approved | 11.11 - 2. Murad Al Gendy.Murad Al Gendy W Al Sanahra-Bill No. 2 - Forcemain-2.5.4-b | Dismantling joint 150mm | ECH | 1 | 1 | 3041.55 | 3041.55 | MAT_Raw | El Tawakol | 11.11 - 2. Murad Al Gendy.Murad Al Gendy W Al Sanahra-Bill No. 2 - Forcemain-2.5.4-b | Dismantling joint 150mm | ECH | 1 | 3033 | 3033 | EGP | MAT_Raw
Qasr Rashwan Lot A _0207 |  | RFQ-00055 | Mostafa Shourbagi | MEP (Electro Mechanical) | 2024-08-26 | Ductile Iron Materials | Approved | 10.11 - 1. Saad Al Rouby.Saad Al Rouby-Bill No. 2 - Forcemain-2.5.4-b | Dismantling joint 150mm | ECH | 1 | 1 | 3041.55 | 3041.55 | MAT_Raw | El Tawakol | 10.11 - 1. Saad Al Rouby.Saad Al Rouby-Bill No. 2 - Forcemain-2.5.4-b | Dismantling joint 150mm | ECH | 1 | 3033 | 3033 | EGP | MAT_Raw
Qasr Rashwan Lot A _0207 |  | RFQ-00055 | Mostafa Shourbagi | MEP (Electro Mechanical) | 2024-08-26 | Ductile Iron Materials | Approved | 14.11 - 5. Iz. Albersly.Iz.Albersly & Iz.Alasfar-Bill No. 2 - Forcemain-2.3.4-a | Dismantling joint 150mm | ECH | 2 | 1 | 3041.55 | 3041.55 | MAT_Raw | El Tawakol | 14.11 - 5. Iz. Albersly.Iz.Albersly & Iz.Alasfar-Bill No. 2 - Forcemain-2.3.4-a | Dismantling joint 150mm | ECH | 1 | 3033 | 3033 | EGP | MAT_Raw
Qasr Rashwan Lot A _0207 |  | RFQ-00055 | Mostafa Shourbagi | MEP (Electro Mechanical) | 2024-08-26 | Ductile Iron Materials | Approved | 12.11 - 3. Manshya fanous.Mansheya Fanous-Bill No. 2 - Forcemain (Main)-2.1.3.4-b | Dismantling joint 150mm | ECH | 7 | 7 | 3041.55 | 21290.85 | MAT_Raw | El Tawakol | 12.11 - 3. Manshya fanous.Mansheya Fanous-Bill No. 2 - Forcemain (Main)-2.1.3.4-b | Dismantling joint 150mm | ECH | 7 | 3033 | 21231 | EGP | MAT_Raw
Qasr Rashwan Lot A _0207 |  | RFQ-00055 | Mostafa Shourbagi | MEP (Electro Mechanical) | 2024-08-26 | Ductile Iron Materials | Approved | 11.11 - 2. Murad Al Gendy.Murad Al Gendy W Al Sanahra-Bill No. 2 - Forcemain-2.3.4-b | Dismantling joint 150mm | ECH | 3 | 3 | 3041.55 | 9124.65 | MAT_Raw | El Tawakol | 11.11 - 2. Murad Al Gendy.Murad Al Gendy W Al Sanahra-Bill No. 2 - Forcemain-2.3.4-b | Dismantling joint 150mm | ECH | 3 | 3033 | 9099 | EGP | MAT_Raw
Qasr Rashwan Lot A _0207 |  | RFQ-00055 | Mostafa Shourbagi | MEP (Electro Mechanical) | 2024-08-26 | Ductile Iron Materials | Approved | 12.32 - 3. Manshya fanous.Mansheya Fanous-Bill No.3.4 - Mansheya Fanous Pump Station (Secondary)-10.4.3-b. | Dismantling joint, dia. 150 mm. | ECH | 2 | 2 | 3041.55 | 6083.1 | MAT_Raw | El Tawakol | 12.32 - 3. Manshya fanous.Mansheya Fanous-Bill No.3.4 - Mansheya Fanous Pump Station (Secondary)-10.4.3-b. | Dismantling joint, dia. 150 mm. | ECH | 2 | 3033 | 6066 | EGP | MAT_Raw
Qasr Rashwan Lot A _0207 |  | RFQ-00055 | Mostafa Shourbagi | MEP (Electro Mechanical) | 2024-08-26 | Ductile Iron Materials | Approved | 13.11 - 4. Khulusi.Khulusi-Bill No. 2 - Forcemain-2.3.4-b | Dismantling joint 150mm | ECH | 1 | 1 | 3041.55 | 3041.55 | MAT_Raw | El Tawakol | 13.11 - 4. Khulusi.Khulusi-Bill No. 2 - Forcemain-2.3.4-b | Dismantling joint 150mm | ECH | 1 | 3033 | 3033 | EGP | MAT_Raw
Qasr Rashwan Lot A _0207 |  | RFQ-00055 | Mostafa Shourbagi | MEP (Electro Mechanical) | 2024-08-26 | Ductile Iron Materials | Approved | 14.15 - 5. Iz. Albersly.Iz.Albersly & Iz.Alasfar-Bill - Iz.Albersly & Iz.Alasfar Pump Station-3.4.3-b. | Dismantling joint, dia. 150 mm. | ECH | 2 | 1 | 3041.55 | 3041.55 | MAT_Raw | El Tawakol | 14.15 - 5. Iz. Albersly.Iz.Albersly & Iz.Alasfar-Bill - Iz.Albersly & Iz.Alasfar Pump Station-3.4.3-b. | Dismantling joint, dia. 150 mm. | ECH | 1 | 3033 | 3033 | EGP | MAT_Raw
Qasr Rashwan Lot A _0207 |  | RFQ-00055 | Mostafa Shourbagi | MEP (Electro Mechanical) | 2024-08-26 | Ductile Iron Materials | Approved | 12.11 - 3. Manshya fanous.Mansheya Fanous-Bill No. 2 - Forcemain (Main)-2.1.5.4-b | Dismantling joint 150mm | ECH | 4 | 3 | 3041.55 | 9124.65 | MAT_Raw | El Tawakol | 12.11 - 3. Manshya fanous.Mansheya Fanous-Bill No. 2 - Forcemain (Main)-2.1.5.4-b | Dismantling joint 150mm | ECH | 3 | 3033 | 9099 | EGP | MAT_Raw
Qasr Rashwan Lot A _0207 |  | RFQ-00055 | Mostafa Shourbagi | MEP (Electro Mechanical) | 2024-08-26 | Ductile Iron Materials | Approved | 10.11 - 1. Saad Al Rouby.Saad Al Rouby-Bill No. 2 - Forcemain-2.3.4-b | Dismantling joint 150mm | ECH | 7 | 7 | 3041.55 | 21290.85 | MAT_Raw | El Tawakol | 10.11 - 1. Saad Al Rouby.Saad Al Rouby-Bill No. 2 - Forcemain-2.3.4-b | Dismantling joint 150mm | ECH | 7 | 3033 | 21231 | EGP | MAT_Raw
Qasr Rashwan Lot A _0207 |  | RFQ-00055 | Mostafa Shourbagi | MEP (Electro Mechanical) | 2024-08-26 | Ductile Iron Materials | Approved | 12.32 - 3. Manshya fanous.Mansheya Fanous-Bill No.3.4 - Mansheya Fanous Pump Station (Secondary)-10.4.2-d. | Dismantling joint, dia. 150 mm. | ECH | 6 | 6 | 3041.55 | 18249.3 | MAT_Raw | El Tawakol | 12.32 - 3. Manshya fanous.Mansheya Fanous-Bill No.3.4 - Mansheya Fanous Pump Station (Secondary)-10.4.2-d. | Dismantling joint, dia. 150 mm. | ECH | 6 | 3033 | 18198 | EGP | MAT_Raw
Qasr Rashwan Lot A _0207 |  | RFQ-00055 | Mostafa Shourbagi | MEP (Electro Mechanical) | 2024-08-26 | Ductile Iron Materials | Approved | 13.11 - 4. Khulusi.Khulusi-Bill No. 2 - Forcemain-2.5.4-b | Dismantling joint 150mm | ECH | 1 | 1 | 3041.55 | 3041.55 | MAT_Raw | El Tawakol | 13.11 - 4. Khulusi.Khulusi-Bill No. 2 - Forcemain-2.5.4-b | Dismantling joint 150mm | ECH | 1 | 3033 | 3033 | EGP | MAT_Raw
Qasr Rashwan Lot A _0207 |  | RFQ-00055 | Mostafa Shourbagi | MEP (Electro Mechanical) | 2024-08-26 | Ductile Iron Materials | Approved | 12.11 - 3. Manshya fanous.Mansheya Fanous-Bill No. 2 - Forcemain (Main)-2.1.5.3-d | Flange spigot with puddle flanged pieces 150mm | ECH | 2 | 1 | 3483 | 3483 | MAT_Raw | El Tawakol | 12.11 - 3. Manshya fanous.Mansheya Fanous-Bill No. 2 - Forcemain (Main)-2.1.5.3-d | Flange spigot with puddle flanged pieces 150mm | ECH | 1 | 3397 | 3397 | EGP | MAT_Raw
Qasr Rashwan Lot A _0207 |  | RFQ-00055 | Mostafa Shourbagi | MEP (Electro Mechanical) | 2024-08-26 | Ductile Iron Materials | Approved | 12.11 - 3. Manshya fanous.Mansheya Fanous-Bill No. 2 - Forcemain (Main)-2.1.3.3-b | Flange spigot with puddle flanged pieces 150mm | ECH | 3 | 3 | 3483 | 10449 | MAT_Raw | El Tawakol | 12.11 - 3. Manshya fanous.Mansheya Fanous-Bill No. 2 - Forcemain (Main)-2.1.3.3-b | Flange spigot with puddle flanged pieces 150mm | ECH | 3 | 3397 | 10191 | EGP | MAT_Raw
Qasr Rashwan Lot A _0207 |  | RFQ-00055 | Mostafa Shourbagi | MEP (Electro Mechanical) | 2024-08-26 | Ductile Iron Materials | Approved | 12.12 - 3. Manshya fanous.Mansheya Fanous-Bill No. 2 - Forcemain (Secondary)-2.2.3.3-b | Flange spigot with puddle flanged pieces 150mm | ECH | 6 | 3 | 3483 | 10449 | MAT_Raw | El Tawakol | 12.12 - 3. Manshya fanous.Mansheya Fanous-Bill No. 2 - Forcemain (Secondary)-2.2.3.3-b | Flange spigot with puddle flanged pieces 150mm | ECH | 3 | 3397 | 10191 | EGP | MAT_Raw
Qasr Rashwan Lot A _0207 |  | RFQ-00055 | Mostafa Shourbagi | MEP (Electro Mechanical) | 2024-08-26 | Ductile Iron Materials | Approved | 11.11 - 2. Murad Al Gendy.Murad Al Gendy W Al Sanahra-Bill No. 2 - Forcemain-2.5.2-a | Tee 300/150 | ECH | 1 | 1 | 7342.65 | 7342.65 | MAT_Raw | El Tawakol | 11.11 - 2. Murad Al Gendy.Murad Al Gendy W Al Sanahra-Bill No. 2 - Forcemain-2.5.2-a | Tee 300/150 | ECH | 1 | 7252 | 7252 | EGP | MAT_Raw
Qasr Rashwan Lot A _0207 |  | RFQ-00055 | Mostafa Shourbagi | MEP (Electro Mechanical) | 2024-08-26 | Ductile Iron Materials | Approved | 12.11 - 3. Manshya fanous.Mansheya Fanous-Bill No. 2 - Forcemain (Main)-2.1.3.3-d | Flange spigot with puddle flanged pieces 250mm | ECH | 10 | 10 | 6480 | 64800 | MAT_Raw | El Tawakol | 12.11 - 3. Manshya fanous.Mansheya Fanous-Bill No. 2 - Forcemain (Main)-2.1.3.3-d | Flange spigot with puddle flanged pieces 250mm | ECH | 10 | 6320 | 63200 | EGP | MAT_Raw
Qasr Rashwan Lot A _0207 |  | RFQ-00055 | Mostafa Shourbagi | MEP (Electro Mechanical) | 2024-08-26 | Ductile Iron Materials | Approved | 11.11 - 2. Murad Al Gendy.Murad Al Gendy W Al Sanahra-Bill No. 2 - Forcemain-2.3.2-a | Tee 300/150 | ECH | 3 | 3 | 7342.65 | 22027.95 | MAT_Raw | El Tawakol | 11.11 - 2. Murad Al Gendy.Murad Al Gendy W Al Sanahra-Bill No. 2 - Forcemain-2.3.2-a | Tee 300/150 | ECH | 3 | 7252 | 21756 | EGP | MAT_Raw
Qasr Rashwan Lot A _0207 |  | RFQ-00055 | Mostafa Shourbagi | MEP (Electro Mechanical) | 2024-08-26 | Ductile Iron Materials | Approved | 12.11 - 3. Manshya fanous.Mansheya Fanous-Bill No. 2 - Forcemain (Main)-2.1.5.3-b | Flange spigot with puddle flanged pieces 250mm | ECH | 4 | 2 | 6480 | 12960 | MAT_Raw | El Tawakol | 12.11 - 3. Manshya fanous.Mansheya Fanous-Bill No. 2 - Forcemain (Main)-2.1.5.3-b | Flange spigot with puddle flanged pieces 250mm | ECH | 2 | 6320 | 12640 | EGP | MAT_Raw
Qasr Rashwan Lot A _0207 |  | RFQ-00055 | Mostafa Shourbagi | MEP (Electro Mechanical) | 2024-08-26 | Ductile Iron Materials | Approved | 13.15 - 4. Khulusi.Khulusi-Bill - Khulusi Pump Station-3.4.4-b. | Dismantling joint, dia. 200 mm. | ECH | 2 | 2 | 3873.15 | 7746.3 | MAT_Raw | El Tawakol | 13.15 - 4. Khulusi.Khulusi-Bill - Khulusi Pump Station-3.4.4-b. | Dismantling joint, dia. 200 mm. | ECH | 2 | 3857 | 7714 | EGP | MAT_Raw
Qasr Rashwan Lot A _0207 |  | RFQ-00055 | Mostafa Shourbagi | MEP (Electro Mechanical) | 2024-08-26 | Ductile Iron Materials | Approved | 13.11 - 4. Khulusi.Khulusi-Bill No. 2 - Forcemain-2.3.4-a | Dismantling joint 200mm | ECH | 1 | 1 | 3873.15 | 3873.15 | MAT_Raw | El Tawakol | 13.11 - 4. Khulusi.Khulusi-Bill No. 2 - Forcemain-2.3.4-a | Dismantling joint 200mm | ECH | 1 | 3857 | 3857 | EGP | MAT_Raw
Qasr Rashwan Lot A _0207 |  | RFQ-00055 | Mostafa Shourbagi | MEP (Electro Mechanical) | 2024-08-26 | Ductile Iron Materials | Approved | 11.10 - 2. Murad Al Gendy.Murad Al Gendy W Al Sanahra-BILL NO. 1: SEWAGE NETWORK-1.6.3-b | Dismantling joints | ECH | 1 | 1 | 14683.95 | 14683.95 | MAT_Raw | El Tawakol | 11.10 - 2. Murad Al Gendy.Murad Al Gendy W Al Sanahra-BILL NO. 1: SEWAGE NETWORK-1.6.3-b | Dismantling joints | ECH | 1 | 14834 | 14834 | EGP | MAT_Raw
Qasr Rashwan Lot A _0207 |  | RFQ-00055 | Mostafa Shourbagi | MEP (Electro Mechanical) | 2024-08-26 | Ductile Iron Materials | Approved | 12.10 - 3. Manshya fanous.Mansheya Fanous-BILL NO. 1: SEWAGE NETWORK-1.6.3-b | Dismantling joints | ECH | 1 | 1 | 14683.95 | 14683.95 | MAT_Raw | El Tawakol | 12.10 - 3. Manshya fanous.Mansheya Fanous-BILL NO. 1: SEWAGE NETWORK-1.6.3-b | Dismantling joints | ECH | 1 | 14834 | 14834 | EGP | MAT_Raw
Qasr Rashwan Lot A _0207 |  | RFQ-00055 | Mostafa Shourbagi | MEP (Electro Mechanical) | 2024-08-26 | Ductile Iron Materials | Approved | 12.11 - 3. Manshya fanous.Mansheya Fanous-Bill No. 2 - Forcemain (Main)-2.1.3.5-c | 90º (150mm) | ECH | 4 | 4 | 1498.5 | 5994 | MAT_Raw | El Tawakol | 12.11 - 3. Manshya fanous.Mansheya Fanous-Bill No. 2 - Forcemain (Main)-2.1.3.5-c | 90º (150mm) | ECH | 4 | 1480 | 5920 | EGP | MAT_Raw
Qasr Rashwan Lot A _0207 |  | RFQ-00055 | Mostafa Shourbagi | MEP (Electro Mechanical) | 2024-08-26 | Ductile Iron Materials | Approved | 10.11 - 1. Saad Al Rouby.Saad Al Rouby-Bill No. 2 - Forcemain-2.3.5-a | 90º (150mm) | ECH | 6 | 6 | 1498.5 | 8991 | MAT_Raw | El Tawakol | 10.11 - 1. Saad Al Rouby.Saad Al Rouby-Bill No. 2 - Forcemain-2.3.5-a | 90º (150mm) | ECH | 6 | 1480 | 8880 | EGP | MAT_Raw
Qasr Rashwan Lot A _0207 |  | RFQ-00055 | Mostafa Shourbagi | MEP (Electro Mechanical) | 2024-08-26 | Ductile Iron Materials | Approved | 11.11 - 2. Murad Al Gendy.Murad Al Gendy W Al Sanahra-Bill No. 2 - Forcemain-2.5.5-b | 90º (150mm) | ECH | 1 | 1 | 1498.5 | 1498.5 | MAT_Raw | El Tawakol | 11.11 - 2. Murad Al Gendy.Murad Al Gendy W Al Sanahra-Bill No. 2 - Forcemain-2.5.5-b | 90º (150mm) | ECH | 1 | 1480 | 1480 | EGP | MAT_Raw
Qasr Rashwan Lot A _0207 |  | RFQ-00055 | Mostafa Shourbagi | MEP (Electro Mechanical) | 2024-08-26 | Ductile Iron Materials | Approved | 12.11 - 3. Manshya fanous.Mansheya Fanous-Bill No. 2 - Forcemain (Main)-2.1.5.5-b | 90º (150mm) | ECH | 7 | 7 | 1498.5 | 10489.5 | MAT_Raw | El Tawakol | 12.11 - 3. Manshya fanous.Mansheya Fanous-Bill No. 2 - Forcemain (Main)-2.1.5.5-b | 90º (150mm) | ECH | 7 | 1480 | 10360 | EGP | MAT_Raw
Qasr Rashwan Lot A _0207 |  | RFQ-00055 | Mostafa Shourbagi | MEP (Electro Mechanical) | 2024-08-26 | Ductile Iron Materials | Approved | 12.12 - 3. Manshya fanous.Mansheya Fanous-Bill No. 2 - Forcemain (Secondary)-2.2.3.5-b | 90º (150mm) | ECH | 2 | 2 | 1498.5 | 2997 | MAT_Raw | El Tawakol | 12.12 - 3. Manshya fanous.Mansheya Fanous-Bill No. 2 - Forcemain (Secondary)-2.2.3.5-b | 90º (150mm) | ECH | 2 | 1480 | 2960 | EGP | MAT_Raw
Qasr Rashwan Lot A _0207 |  | RFQ-00055 | Mostafa Shourbagi | MEP (Electro Mechanical) | 2024-08-26 | Ductile Iron Materials | Approved | 10.11 - 1. Saad Al Rouby.Saad Al Rouby-Bill No. 2 - Forcemain-2.3.2-a | Tee 350/150 | ECH | 7 | 7 | 8916.75 | 62417.25 | MAT_Raw | El Tawakol | 10.11 - 1. Saad Al Rouby.Saad Al Rouby-Bill No. 2 - Forcemain-2.3.2-a | Tee 350/150 | ECH | 7 | 8806 | 61642 | EGP | MAT_Raw
Qasr Rashwan Lot A _0207 |  | RFQ-00055 | Mostafa Shourbagi | MEP (Electro Mechanical) | 2024-08-26 | Ductile Iron Materials | Approved | 13.11 - 4. Khulusi.Khulusi-Bill No. 2 - Forcemain-2.5.5-b | 90º (150mm) | ECH | 1 | 1 | 1498.5 | 1498.5 | MAT_Raw | El Tawakol | 13.11 - 4. Khulusi.Khulusi-Bill No. 2 - Forcemain-2.5.5-b | 90º (150mm) | ECH | 1 | 1480 | 1480 | EGP | MAT_Raw
Qasr Rashwan Lot A _0207 |  | RFQ-00055 | Mostafa Shourbagi | MEP (Electro Mechanical) | 2024-08-26 | Ductile Iron Materials | Approved | 10.11 - 1. Saad Al Rouby.Saad Al Rouby-Bill No. 2 - Forcemain-2.5.5-b | 90º (150mm) | ECH | 1 | 1 | 1498.5 | 1498.5 | MAT_Raw | El Tawakol | 10.11 - 1. Saad Al Rouby.Saad Al Rouby-Bill No. 2 - Forcemain-2.5.5-b | 90º (150mm) | ECH | 1 | 1480 | 1480 | EGP | MAT_Raw
Qasr Rashwan Lot A _0207 |  | RFQ-00055 | Mostafa Shourbagi | MEP (Electro Mechanical) | 2024-08-26 | Ductile Iron Materials | Approved | 10.11 - 1. Saad Al Rouby.Saad Al Rouby-Bill No. 2 - Forcemain-2.5.2-a | Tee 350/150 | ECH | 1 | 1 | 8916.75 | 8916.75 | MAT_Raw | El Tawakol | 10.11 - 1. Saad Al Rouby.Saad Al Rouby-Bill No. 2 - Forcemain-2.5.2-a | Tee 350/150 | ECH | 1 | 8806 | 8806 | EGP | MAT_Raw
Qasr Rashwan - Lot B _0208 |  | RFQ-00044 | Mostafa Ashraf | MEP (Electro Mechanical) | 2024-08-05 | Supply of Control System | Approved | 11.14 - Abd Al Rahman Ibrahim-BILL NO. 3.3: Main Pump Station-3.3.10- | Supply, installation, calibration, connection and testing of Pressure gauge with a range of 0 to 10 bar and all necessary accessories required for installation and operation requirements. | NO | 3 | 3 | 18630 | 55890 | MAT_Raw | EMAS (ELSEWEDY INDUSTRIES Group) | 11.14 - Abd Al Rahman Ibrahim-BILL NO. 3.3: Main Pump Station-3.3.10- | Supply, installation, calibration, connection and testing of Pressure gauge with a range of 0 to 10 bar and all necessary accessories required for installation and operation requirements. | NO | 3 | 195.68 | 587.04 | EUR | MAT_Raw
Qasr Rashwan - Lot B _0208 |  | RFQ-00044 | Mostafa Ashraf | MEP (Electro Mechanical) | 2024-08-05 | Supply of Control System | Approved | 12.14 - Iz. Suleiman Tadrus-BILL NO. 3.3: Main Pump Station-3.3.6- | Supply, installation, calibration, connection and testing of Non-contact Radar level transmitter with range from 0 to 20 meters and beam angle not more than 5 degree (consists of separate sensor and transmitter with digital indicator) including all necessary accessories required for installation and operation requirements. | NO | 1 | 1 | 74520 | 74520 | MAT_Raw | EMAS (ELSEWEDY INDUSTRIES Group) | 12.14 - Iz. Suleiman Tadrus-BILL NO. 3.3: Main Pump Station-3.3.6- | Supply, installation, calibration, connection and testing of Non-contact Radar level transmitter with range from 0 to 20 meters and beam angle not more than 5 degree (consists of separate sensor and transmitter with digital indicator) including all necessary accessories required for installation and operation requirements. | NO | 1 | 1912.3 | 1912.3 | EUR | MAT_Raw
Qasr Rashwan - Lot B _0208 |  | RFQ-00044 | Mostafa Ashraf | MEP (Electro Mechanical) | 2024-08-05 | Supply of Control System | Approved | 10.14 - Abd Al Azeem Al Sofy-BILL NO. 3.3: Main Pump Station-3.3.13- | Instrumentation and Control System Spare Parts as per specifications. | LS | 1 | 1 | 139216 | 139216 | MAT_Raw | EMAS (ELSEWEDY INDUSTRIES Group) | 10.14 - Abd Al Azeem Al Sofy-BILL NO. 3.3: Main Pump Station-3.3.13- | Instrumentation and Control System Spare Parts as per specifications. | LS | 1 | 5986.55 | 5986.55 | EUR | MAT_Raw
Qasr Rashwan - Lot B _0208 |  | RFQ-00044 | Mostafa Ashraf | MEP (Electro Mechanical) | 2024-08-05 | Supply of Control System | Approved | 10.14 - Abd Al Azeem Al Sofy-BILL NO. 3.3: Main Pump Station-3.3.10- | Supply, installation, calibration, connection and testing of Pressure gauge with a range of 0 to 10 bar and all necessary accessories required for installation and operation requirements. | NO | 3 | 3 | 18630 | 55890 | MAT_Raw | EMAS (ELSEWEDY INDUSTRIES Group) | 10.14 - Abd Al Azeem Al Sofy-BILL NO. 3.3: Main Pump Station-3.3.10- | Supply, installation, calibration, connection and testing of Pressure gauge with a range of 0 to 10 bar and all necessary accessories required for installation and operation requirements. | NO | 3 | 195.68 | 587.04 | EUR | MAT_Raw
Qasr Rashwan - Lot B _0208 |  | RFQ-00044 | Mostafa Ashraf | MEP (Electro Mechanical) | 2024-08-05 | Supply of Control System | Approved | 14.14 - Iz. Abou Hussein-BILL NO. 3.3: Main Pump Station-3.3.6- | Supply, installation, calibration, connection and testing of Non-contact Radar level transmitter with range from 0 to 20 meters and beam angle not more than 5 degree (consists of separate sensor and transmitter with digital indicator) including all necessary accessories required for installation and operation requirements. | NO | 1 | 1 | 74520 | 74520 | MAT_Raw | EMAS (ELSEWEDY INDUSTRIES Group) | 14.14 - Iz. Abou Hussein-BILL NO. 3.3: Main Pump Station-3.3.6- | Supply, installation, calibration, connection and testing of Non-contact Radar level transmitter with range from 0 to 20 meters and beam angle not more than 5 degree (consists of separate sensor and transmitter with digital indicator) including all necessary accessories required for installation and operation requirements. | NO | 1 | 1912.3 | 1912.3 | EUR | MAT_Raw
Qasr Rashwan - Lot B _0208 |  | RFQ-00044 | Mostafa Ashraf | MEP (Electro Mechanical) | 2024-08-05 | Supply of Control System | Approved | 10.14 - Abd Al Azeem Al Sofy-BILL NO. 3.3: Main Pump Station-3.3.9- | Supply, installation, calibration, connection and testing of Pressure Switch with a range of 0 to 10 bar and all necessary accessories required for installation and operation requirements. | NO | 3 | 3 | 6210 | 18630 | MAT_Raw | EMAS (ELSEWEDY INDUSTRIES Group) | 10.14 - Abd Al Azeem Al Sofy-BILL NO. 3.3: Main Pump Station-3.3.9- | Supply, installation, calibration, connection and testing of Pressure Switch with a range of 0 to 10 bar and all necessary accessories required for installation and operation requirements. | NO | 3 | 218.3 | 654.9 | EUR | MAT_Raw
Qasr Rashwan - Lot B _0208 |  | RFQ-00044 | Mostafa Ashraf | MEP (Electro Mechanical) | 2024-08-05 | Supply of Control System | Approved | 13.14 - Iz.Salih Shamatah-BILL NO. 3.3: Main Pump Station-3.3.7- | Supply, installation, calibration, connection and testing of level float switch with acable length 15 meter including all necessary accessories required for installation and operation requirements. | NO | 2 | 2 | 8694 | 17388 | MAT_Raw | EMAS (ELSEWEDY INDUSTRIES Group) | 13.14 - Iz.Salih Shamatah-BILL NO. 3.3: Main Pump Station-3.3.7- | Supply, installation, calibration, connection and testing of level float switch with acable length 15 meter including all necessary accessories required for installation and operation requirements. | NO | 2 | 285.45 | 570.9 | EUR | MAT_Raw
Qasr Rashwan - Lot B _0208 |  | RFQ-00044 | Mostafa Ashraf | MEP (Electro Mechanical) | 2024-08-05 | Supply of Control System | Approved | 15.14 - Iz. Al Burm-BILL NO. 3.3: Main Pump Station-3.3.7- | Supply, installation, calibration, connection and testing of level float switch with acable length 15 meter including all necessary accessories required for installation and operation requirements. | NO | 2 | 2 | 8694 | 17388 | MAT_Raw | EMAS (ELSEWEDY INDUSTRIES Group) | 15.14 - Iz. Al Burm-BILL NO. 3.3: Main Pump Station-3.3.7- | Supply, installation, calibration, connection and testing of level float switch with acable length 15 meter including all necessary accessories required for installation and operation requirements. | NO | 2 | 285.45 | 570.9 | EUR | MAT_Raw
Qasr Rashwan - Lot B _0208 |  | RFQ-00044 | Mostafa Ashraf | MEP (Electro Mechanical) | 2024-08-05 | Supply of Control System | Approved | 14.14 - Iz. Abou Hussein-BILL NO. 3.3: Main Pump Station-3.3.9- | Supply, installation, calibration, connection and testing of Pressure Switch with a range of 0 to 10 bar and all necessary accessories required for installation and operation requirements. | NO | 3 | 3 | 6210 | 18630 | MAT_Raw | EMAS (ELSEWEDY INDUSTRIES Group) | 14.14 - Iz. Abou Hussein-BILL NO. 3.3: Main Pump Station-3.3.9- | Supply, installation, calibration, connection and testing of Pressure Switch with a range of 0 to 10 bar and all necessary accessories required for installation and operation requirements. | NO | 3 | 218.3 | 654.9 | EUR | MAT_Raw
Qasr Rashwan - Lot B _0208 |  | RFQ-00044 | Mostafa Ashraf | MEP (Electro Mechanical) | 2024-08-05 | Supply of Control System | Approved | 13.14 - Iz.Salih Shamatah-BILL NO. 3.3: Main Pump Station-3.3.10- | Supply, installation, calibration, connection and testing of Pressure gauge with a range of 0 to 10 bar and all necessary accessories required for installation and operation requirements. | NO | 3 | 3 | 18630 | 55890 | MAT_Raw | EMAS (ELSEWEDY INDUSTRIES Group) | 13.14 - Iz.Salih Shamatah-BILL NO. 3.3: Main Pump Station-3.3.10- | Supply, installation, calibration, connection and testing of Pressure gauge with a range of 0 to 10 bar and all necessary accessories required for installation and operation requirements. | NO | 3 | 195.68 | 587.04 | EUR | MAT_Raw
Qasr Rashwan - Lot B _0208 |  | RFQ-00044 | Mostafa Ashraf | MEP (Electro Mechanical) | 2024-08-05 | Supply of Control System | Approved | 15.14 - Iz. Al Burm-BILL NO. 3.3: Main Pump Station-3.3.9- | Supply, installation, calibration, connection and testing of Pressure Switch with a range of 0 to 10 bar and all necessary accessories required for installation and operation requirements. | NO | 3 | 3 | 6210 | 18630 | MAT_Raw | EMAS (ELSEWEDY INDUSTRIES Group) | 15.14 - Iz. Al Burm-BILL NO. 3.3: Main Pump Station-3.3.9- | Supply, installation, calibration, connection and testing of Pressure Switch with a range of 0 to 10 bar and all necessary accessories required for installation and operation requirements. | NO | 3 | 218.3 | 654.9 | EUR | MAT_Raw
Qasr Rashwan - Lot B _0208 |  | RFQ-00044 | Mostafa Ashraf | MEP (Electro Mechanical) | 2024-08-05 | Supply of Control System | Approved | 12.14 - Iz. Suleiman Tadrus-BILL NO. 3.3: Main Pump Station-3.3.8- | Supply, installation, calibration, connection and testing of Pressure Transmitter with a range of 0 to 10 bar including all necessary accessories required for installation and operation requirements. | NO | 1 | 1 | 62100 | 62100 | MAT_Raw | EMAS (ELSEWEDY INDUSTRIES Group) | 12.14 - Iz. Suleiman Tadrus-BILL NO. 3.3: Main Pump Station-3.3.8- | Supply, installation, calibration, connection and testing of Pressure Transmitter with a range of 0 to 10 bar including all necessary accessories required for installation and operation requirements. | NO | 1 | 2804.18 | 2804.18 | EUR | MAT_Raw
Qasr Rashwan - Lot B _0208 |  | RFQ-00044 | Mostafa Ashraf | MEP (Electro Mechanical) | 2024-08-05 | Supply of Control System | Approved | 12.14 - Iz. Suleiman Tadrus-BILL NO. 3.3: Main Pump Station-3.3.5- | Supply, installation, calibration, connection and testing of the electromagnetic flow meter on the main discharge line (300mm diameter) (consists of separate sensor and transmitter with digital indicator) including all necessary accessories required for installation and operation requirements. | NO | 1 | 1 | 354312 | 354312 | MAT_Raw | EMAS (ELSEWEDY INDUSTRIES Group) | 12.14 - Iz. Suleiman Tadrus-BILL NO. 3.3: Main Pump Station-3.3.5- | Supply, installation, calibration, connection and testing of the electromagnetic flow meter on the main discharge line (300mm diameter) (consists of separate sensor and transmitter with digital indicator) including all necessary accessories required for installation and operation requirements. | NO | 1 | 9613.54 | 9613.54 | EUR | MAT_Raw
Qasr Rashwan - Lot B _0208 |  | RFQ-00044 | Mostafa Ashraf | MEP (Electro Mechanical) | 2024-08-05 | Supply of Control System | Approved | 14.14 - Iz. Abou Hussein-BILL NO. 3.3: Main Pump Station-3.3.8- | Supply, installation, calibration, connection and testing of Pressure Transmitter with a range of 0 to 10 bar including all necessary accessories required for installation and operation requirements. | NO | 1 | 1 | 62100 | 62100 | MAT_Raw | EMAS (ELSEWEDY INDUSTRIES Group) | 14.14 - Iz. Abou Hussein-BILL NO. 3.3: Main Pump Station-3.3.8- | Supply, installation, calibration, connection and testing of Pressure Transmitter with a range of 0 to 10 bar including all necessary accessories required for installation and operation requirements. | NO | 1 | 2804.18 | 2804.18 | EUR | MAT_Raw
Qasr Rashwan - Lot B _0208 |  | RFQ-00044 | Mostafa Ashraf | MEP (Electro Mechanical) | 2024-08-05 | Supply of Control System | Approved | 14.14 - Iz. Abou Hussein-BILL NO. 3.3: Main Pump Station-3.3.13- | Instrumentation and Control System Spare Parts as per specifications. | LS | 1 | 1 | 139216 | 139216 | MAT_Raw | EMAS (ELSEWEDY INDUSTRIES Group) | 14.14 - Iz. Abou Hussein-BILL NO. 3.3: Main Pump Station-3.3.13- | Instrumentation and Control System Spare Parts as per specifications. | LS | 1 | 5986.55 | 5986.55 | EUR | MAT_Raw
Qasr Rashwan - Lot B _0208 |  | RFQ-00044 | Mostafa Ashraf | MEP (Electro Mechanical) | 2024-08-05 | Supply of Control System | Approved | 14.14 - Iz. Abou Hussein-BILL NO. 3.3: Main Pump Station-3.3.10- | Supply, installation, calibration, connection and testing of Pressure gauge with a range of 0 to 10 bar and all necessary accessories required for installation and operation requirements. | NO | 3 | 3 | 18630 | 55890 | MAT_Raw | EMAS (ELSEWEDY INDUSTRIES Group) | 14.14 - Iz. Abou Hussein-BILL NO. 3.3: Main Pump Station-3.3.10- | Supply, installation, calibration, connection and testing of Pressure gauge with a range of 0 to 10 bar and all necessary accessories required for installation and operation requirements. | NO | 3 | 195.68 | 587.04 | EUR | MAT_Raw
Qasr Rashwan - Lot B _0208 |  | RFQ-00044 | Mostafa Ashraf | MEP (Electro Mechanical) | 2024-08-05 | Supply of Control System | Approved | 14.14 - Iz. Abou Hussein-BILL NO. 3.3: Main Pump Station-3.3.5- | Supply, installation, calibration, connection and testing of the electromagnetic flow meter on the main discharge line (200mm diameter) (consists of separate sensor and transmitter with digital indicator) including all necessary accessories required for installation and operation requirements. | NO | 1 | 1 | 310800 | 310800 | MAT_Raw | EMAS (ELSEWEDY INDUSTRIES Group) | 14.14 - Iz. Abou Hussein-BILL NO. 3.3: Main Pump Station-3.3.5- | Supply, installation, calibration, connection and testing of the electromagnetic flow meter on the main discharge line (200mm diameter) (consists of separate sensor and transmitter with digital indicator) including all necessary accessories required for installation and operation requirements. | NO | 1 | 9613.54 | 9613.54 | EUR | MAT_Raw
Katameya Creeks |  | RFQ-00089 | Youssef Abd El Kream | MEP (Electro Mechanical) | 2024-08-15 | UPVC Conduit & Fittings | Approved | SERVICE 20 G.Basement.1-3 | مواسير 20مم | LM | 3150 | 3150 | 0 | 0 | SC_Supply/Apply | New Ega | SERVICE 20 G.Basement.1-3 | مواسير 20مم | LM | 3150 | 9.6 | 30240 | EGP | SC_Supply/Apply
Katameya Creeks |  | RFQ-00089 | Youssef Abd El Kream | MEP (Electro Mechanical) | 2024-08-15 | UPVC Conduit & Fittings | Approved | SERVICE 20 G.Basement.1-3 | مواسير 25مم | LM | 570 | 570 | 0 | 0 | SC_Supply/Apply | New Ega | SERVICE 20 G.Basement.1-3 | مواسير 25مم | LM | 570 | 13.25 | 7552.5 | EGP | SC_Supply/Apply
Katameya Creeks |  | RFQ-00089 | Youssef Abd El Kream | MEP (Electro Mechanical) | 2024-08-15 | UPVC Conduit & Fittings | Approved | SERVICE 20 G.Basement.1-3 | مواسير فلكسبل 20مم | LM | 196 | 196 | 0 | 0 | SC_Supply/Apply | New Ega | SERVICE 20 G.Basement.1-3 | مواسير فلكسبل 20مم | LM | 196 | 11.4 | 2234.4 | EGP | SC_Supply/Apply
Katameya Creeks |  | RFQ-00089 | Youssef Abd El Kream | MEP (Electro Mechanical) | 2024-08-15 | UPVC Conduit & Fittings | Approved | SERVICE 20 G.Basement.1-3 | جلب 20مم | ECH | 2396 | 2396 | 0 | 0 | SC_Supply/Apply | New Ega | SERVICE 20 G.Basement.1-3 | جلب 20مم | ECH | 2396 | 1.8 | 4312.8 | EGP | SC_Supply/Apply
Katameya Creeks |  | RFQ-00089 | Youssef Abd El Kream | MEP (Electro Mechanical) | 2024-08-15 | UPVC Conduit & Fittings | Approved | SERVICE 20 G.Basement.1-3 | لاكور 20مم | ECH | 50 | 50 | 0 | 0 | SC_Supply/Apply | New Ega | SERVICE 20 G.Basement.1-3 | لاكور 20مم | ECH | 50 | 3.4 | 170 | EGP | SC_Supply/Apply
Katameya Creeks |  | RFQ-00089 | Youssef Abd El Kream | MEP (Electro Mechanical) | 2024-08-15 | UPVC Conduit & Fittings | Approved | SERVICE 20 G.Basement.1-3 | جلب 25مم | ECH | 190 | 190 | 0 | 0 | SC_Supply/Apply | New Ega | SERVICE 20 G.Basement.1-3 | جلب 25مم | ECH | 190 | 2 | 380 | EGP | SC_Supply/Apply
Katameya Creeks |  | RFQ-00089 | Youssef Abd El Kream | MEP (Electro Mechanical) | 2024-08-15 | UPVC Conduit & Fittings | Approved | SERVICE 20 G.Basement.1-3 | لاكور 25مم | ECH | 228 | 228 | 0 | 0 | SC_Supply/Apply | New Ega | SERVICE 20 G.Basement.1-3 | لاكور 25مم | ECH | 228 | 4.75 | 1083 | EGP | SC_Supply/Apply
Katameya Creeks |  | RFQ-00089 | Youssef Abd El Kream | MEP (Electro Mechanical) | 2024-08-15 | UPVC Conduit & Fittings | Approved | SERVICE 20 G.Basement.1-3 | جلب32مم | ECH | 230 | 230 | 0 | 0 | SC_Supply/Apply | New Ega | SERVICE 20 G.Basement.1-3 | جلب32مم | ECH | 230 | 2.95 | 678.5 | EGP | SC_Supply/Apply
Katameya Creeks |  | RFQ-00089 | Youssef Abd El Kream | MEP (Electro Mechanical) | 2024-08-15 | UPVC Conduit & Fittings | Approved | SERVICE 20 G.Basement.1-3 | لاكور 32مم | ECH | 48 | 48 | 0 | 0 | SC_Supply/Apply | New Ega | SERVICE 20 G.Basement.1-3 | لاكور 32مم | ECH | 48 | 5.8 | 278.4 | EGP | SC_Supply/Apply
Katameya Creeks |  | RFQ-00089 | Youssef Abd El Kream | MEP (Electro Mechanical) | 2024-08-15 | UPVC Conduit & Fittings | Approved | SERVICE 20 G.Basement.1-3 | جلب50مم | ECH | 471 | 471 | 0 | 0 | SC_Supply/Apply | New Ega | SERVICE 20 G.Basement.1-3 | جلب50مم | ECH | 471 | 7.9 | 3720.9 | EGP | SC_Supply/Apply
Qasr Rashwan Lot A _0207 |  | RFQ-00055 | Mostafa Shourbagi | MEP (Electro Mechanical) | 2024-08-26 | Ductile Iron Materials | Approved | 11.11 - 2. Murad Al Gendy.Murad Al Gendy W Al Sanahra-Bill No. 2 - Forcemain-2.3.5-b | 90º (150mm) | ECH | 2 | 2 | 1498.5 | 2997 | MAT_Raw | El Tawakol | 11.11 - 2. Murad Al Gendy.Murad Al Gendy W Al Sanahra-Bill No. 2 - Forcemain-2.3.5-b | 90º (150mm) | ECH | 2 | 1480 | 2960 | EGP | MAT_Raw
Qasr Rashwan Lot A _0207 |  | RFQ-00055 | Mostafa Shourbagi | MEP (Electro Mechanical) | 2024-08-26 | Ductile Iron Materials | Approved | 10.11 - 1. Saad Al Rouby.Saad Al Rouby-Bill No. 2 - Forcemain-2.3.4-a | Dismantling joint 350mm | ECH | 7 | 7 | 8640 | 60480 | MAT_Raw | El Tawakol | 10.11 - 1. Saad Al Rouby.Saad Al Rouby-Bill No. 2 - Forcemain-2.3.4-a | Dismantling joint 350mm | ECH | 7 | 8452 | 59164 | EGP | MAT_Raw
Qasr Rashwan Lot A _0207 |  | RFQ-00055 | Mostafa Shourbagi | MEP (Electro Mechanical) | 2024-08-26 | Ductile Iron Materials | Approved | 10.16 - 1. Saad Al Rouby.Saad Al Rouby-Bill No.3.4 - Saad Al Rouby Pump Station (Mechanical works)-3.4.4-b. | Dismantling joint, dia. 350 mm. | ECH | 2 | 2 | 8640 | 17280 | MAT_Raw | El Tawakol | 10.16 - 1. Saad Al Rouby.Saad Al Rouby-Bill No.3.4 - Saad Al Rouby Pump Station (Mechanical works)-3.4.4-b. | Dismantling joint, dia. 350 mm. | ECH | 2 | 8452 | 16904 | EGP | MAT_Raw
Qasr Rashwan Lot A _0207 |  | RFQ-00055 | Mostafa Shourbagi | MEP (Electro Mechanical) | 2024-08-26 | Ductile Iron Materials | Approved | 12.11 - 3. Manshya fanous.Mansheya Fanous-Bill No. 2 - Forcemain (Main)-2.1.5.3-a | Flange socket with puddle flanged pieces 250mm | ECH | 4 | 2 | 8100 | 16200 | MAT_Raw | El Tawakol | 12.11 - 3. Manshya fanous.Mansheya Fanous-Bill No. 2 - Forcemain (Main)-2.1.5.3-a | Flange socket with puddle flanged pieces 250mm | ECH | 2 | 7900 | 15800 | EGP | MAT_Raw
Qasr Rashwan Lot A _0207 |  | RFQ-00055 | Mostafa Shourbagi | MEP (Electro Mechanical) | 2024-08-26 | Ductile Iron Materials | Approved | 12.11 - 3. Manshya fanous.Mansheya Fanous-Bill No. 2 - Forcemain (Main)-2.1.3.3-c | Flange Socket with puddle flanged pieces 250mm | ECH | 11 | 11 | 8100 | 89100 | MAT_Raw | El Tawakol | 12.11 - 3. Manshya fanous.Mansheya Fanous-Bill No. 2 - Forcemain (Main)-2.1.3.3-c | Flange Socket with puddle flanged pieces 250mm | ECH | 11 | 7900 | 86900 | EGP | MAT_Raw
Qasr Rashwan Lot A _0207 |  | RFQ-00055 | Mostafa Shourbagi | MEP (Electro Mechanical) | 2024-08-26 | Ductile Iron Materials | Approved | 11.11 - 2. Murad Al Gendy.Murad Al Gendy W Al Sanahra-Bill No. 2 - Forcemain-2.3.3-a | Flange socket with puddle flanged pieces 300mm | ECH | 8 | 8 | 9801 | 78408 | MAT_Raw | El Tawakol | 11.11 - 2. Murad Al Gendy.Murad Al Gendy W Al Sanahra-Bill No. 2 - Forcemain-2.3.3-a | Flange socket with puddle flanged pieces 300mm | ECH | 8 | 9559 | 76472 | EGP | MAT_Raw
Qasr Rashwan Lot A _0207 |  | RFQ-00055 | Mostafa Shourbagi | MEP (Electro Mechanical) | 2024-08-26 | Ductile Iron Materials | Approved | 10.11 - 1. Saad Al Rouby.Saad Al Rouby-Bill No. 2 - Forcemain-2.3.3-b | Flange spigot with puddle flanged pieces 350mm | ECH | 16 | 16 | 10692 | 171072 | MAT_Raw | El Tawakol | 10.11 - 1. Saad Al Rouby.Saad Al Rouby-Bill No. 2 - Forcemain-2.3.3-b | Flange spigot with puddle flanged pieces 350mm | ECH | 16 | 10428 | 166848 | EGP | MAT_Raw
Qasr Rashwan Lot A _0207 |  | RFQ-00055 | Mostafa Shourbagi | MEP (Electro Mechanical) | 2024-08-26 | Ductile Iron Materials | Approved | 13.11 - 4. Khulusi.Khulusi-Bill No. 2 - Forcemain-2.3.2-b | Tee 200/100 | ECH | 2 | 2 | 3222.45 | 6444.9 | MAT_Raw | El Tawakol | 13.11 - 4. Khulusi.Khulusi-Bill No. 2 - Forcemain-2.3.2-b | Tee 200/100 | ECH | 2 | 3182 | 6364 | EGP | MAT_Raw
Qasr Rashwan Lot A _0207 |  | RFQ-00055 | Mostafa Shourbagi | MEP (Electro Mechanical) | 2024-08-26 | Ductile Iron Materials | Approved | 13.10 - 4. Khulusi.Khulusi-BILL NO. 1: SEWAGE NETWORK-1.5.3-b | Dismantling joints | ECH | 1 | 1 | 6200.55 | 6200.55 | MAT_Raw | El Tawakol | 13.10 - 4. Khulusi.Khulusi-BILL NO. 1: SEWAGE NETWORK-1.5.3-b | Dismantling joints | ECH | 1 | 5874 | 5874 | EGP | MAT_Raw
Qasr Rashwan Lot A _0207 |  | RFQ-00055 | Mostafa Shourbagi | MEP (Electro Mechanical) | 2024-08-26 | Ductile Iron Materials | Approved | 13.11 - 4. Khulusi.Khulusi-Bill No. 2 - Forcemain-2.3.3-b | Flange Socket with puddle flanged pieces 200mm | ECH | 4 | 4 | 5670 | 22680 | MAT_Raw | El Tawakol | 13.11 - 4. Khulusi.Khulusi-Bill No. 2 - Forcemain-2.3.3-b | Flange Socket with puddle flanged pieces 200mm | ECH | 4 | 5530 | 22120 | EGP | MAT_Raw
Qasr Rashwan Lot A _0207 |  | RFQ-00055 | Mostafa Shourbagi | MEP (Electro Mechanical) | 2024-08-26 | Ductile Iron Materials | Approved | 11.11 - 2. Murad Al Gendy.Murad Al Gendy W Al Sanahra-Bill No. 2 - Forcemain-2.5.5-a | 90º (300mm) | ECH | 4 | 4 | 5244.75 | 20979 | MAT_Raw | El Tawakol | 11.11 - 2. Murad Al Gendy.Murad Al Gendy W Al Sanahra-Bill No. 2 - Forcemain-2.5.5-a | 90º (300mm) | ECH | 4 | 5180 | 20720 | EGP | MAT_Raw
Qasr Rashwan Lot A _0207 |  | RFQ-00055 | Mostafa Shourbagi | MEP (Electro Mechanical) | 2024-08-26 | Ductile Iron Materials | Approved | 13.11 - 4. Khulusi.Khulusi-Bill No. 2 - Forcemain-2.3.3-c | Flange spigot with puddle flanged pieces 200 mm | ECH | 3 | 3 | 4860 | 14580 | MAT_Raw | El Tawakol | 13.11 - 4. Khulusi.Khulusi-Bill No. 2 - Forcemain-2.3.3-c | Flange spigot with puddle flanged pieces 200 mm | ECH | 3 | 4740 | 14220 | EGP | MAT_Raw
Qasr Rashwan Lot A _0207 |  | RFQ-00055 | Mostafa Shourbagi | MEP (Electro Mechanical) | 2024-08-26 | Ductile Iron Materials | Approved | 13.11 - 4. Khulusi.Khulusi-Bill No. 2 - Forcemain-2.5.5-a | 90º (200mm) | ECH | 4 | 4 | 2323.35 | 9293.4 | MAT_Raw | El Tawakol | 13.11 - 4. Khulusi.Khulusi-Bill No. 2 - Forcemain-2.5.5-a | 90º (200mm) | ECH | 4 | 2294 | 9176 | EGP | MAT_Raw
Qasr Rashwan Lot A _0207 |  | RFQ-00055 | Mostafa Shourbagi | MEP (Electro Mechanical) | 2024-08-26 | Ductile Iron Materials | Approved | 11.11 - 2. Murad Al Gendy.Murad Al Gendy W Al Sanahra-Bill No. 2 - Forcemain-2.3.4-a | Dismantling joint 300mm | ECH | 3 | 3 | 6200.55 | 18601.65 | MAT_Raw | El Tawakol | 11.11 - 2. Murad Al Gendy.Murad Al Gendy W Al Sanahra-Bill No. 2 - Forcemain-2.3.4-a | Dismantling joint 300mm | ECH | 3 | 5874 | 17622 | EGP | MAT_Raw
Qasr Rashwan Lot A _0207 |  | RFQ-00055 | Mostafa Shourbagi | MEP (Electro Mechanical) | 2024-08-26 | Ductile Iron Materials | Approved | 11.15 - 2. Murad Al Gendy.Murad Al Gendy W Al Sanahra-Bill No.3.4 - Murad Al Gendy W Al Sanahra Pump Station (Mechanical works)-3.4.4-b. | Dismantling joint, dia. 300 mm. | ECH | 2 | 2 | 6200.55 | 12401.1 | MAT_Raw | El Tawakol | 11.15 - 2. Murad Al Gendy.Murad Al Gendy W Al Sanahra-Bill No.3.4 - Murad Al Gendy W Al Sanahra Pump Station (Mechanical works)-3.4.4-b. | Dismantling joint, dia. 300 mm. | ECH | 2 | 5874 | 11748 | EGP | MAT_Raw
Qasr Rashwan Lot A _0207 |  | RFQ-00055 | Mostafa Shourbagi | MEP (Electro Mechanical) | 2024-08-26 | Ductile Iron Materials | Approved | 10.11 - 1. Saad Al Rouby.Saad Al Rouby-Bill No. 2 - Forcemain-2.3.2-b | Tee 350/100 | ECH | 8 | 8 | 8691.3 | 69530.4 | MAT_Raw | El Tawakol | 10.11 - 1. Saad Al Rouby.Saad Al Rouby-Bill No. 2 - Forcemain-2.3.2-b | Tee 350/100 | ECH | 8 | 8584 | 68672 | EGP | MAT_Raw
Qasr Rashwan Lot A _0207 |  | RFQ-00055 | Mostafa Shourbagi | MEP (Electro Mechanical) | 2024-08-26 | Ductile Iron Materials | Approved | 12.16 - 3. Manshya fanous.Mansheya Fanous-Bill. - Mansheya Fanous Pump Station (Main)-3.4.4-c. | Tee, 250/200 mm. | ECH | 3 | 1 | 5694.3 | 5694.3 | MAT_Raw | El Tawakol | 12.16 - 3. Manshya fanous.Mansheya Fanous-Bill. - Mansheya Fanous Pump Station (Main)-3.4.4-c. | Tee, 250/200 mm. | ECH | 1 | 5624 | 5624 | EGP | MAT_Raw
Qasr Rashwan Lot A _0207 |  | RFQ-00055 | Mostafa Shourbagi | MEP (Electro Mechanical) | 2024-08-26 | Ductile Iron Materials | Approved | 12.11 - 3. Manshya fanous.Mansheya Fanous-Bill No. 2 - Forcemain (Main)-2.1.5.2-a | Tee 250/150 | ECH | 2 | 2 | 5694.3 | 11388.6 | MAT_Raw | El Tawakol | 12.11 - 3. Manshya fanous.Mansheya Fanous-Bill No. 2 - Forcemain (Main)-2.1.5.2-a | Tee 250/150 | ECH | 2 | 5328 | 10656 | EGP | MAT_Raw
Qasr Rashwan Lot A _0207 |  | RFQ-00055 | Mostafa Shourbagi | MEP (Electro Mechanical) | 2024-08-26 | Ductile Iron Materials | Approved | 12.11 - 3. Manshya fanous.Mansheya Fanous-Bill No. 2 - Forcemain (Main)-2.1.3.2-a | Tee 250/150 | ECH | 4 | 4 | 5694.3 | 22777.2 | MAT_Raw | El Tawakol | 12.11 - 3. Manshya fanous.Mansheya Fanous-Bill No. 2 - Forcemain (Main)-2.1.3.2-a | Tee 250/150 | ECH | 4 | 5328 | 21312 | EGP | MAT_Raw
Qasr Rashwan Lot A _0207 |  | RFQ-00055 | Mostafa Shourbagi | MEP (Electro Mechanical) | 2024-08-26 | Ductile Iron Materials | Approved | 12.11 - 3. Manshya fanous.Mansheya Fanous-Bill No. 2 - Forcemain (Main)-2.1.5.4-a | Dismantling joint 250mm | ECH | 2 | 2 | 5283.9 | 10567.8 | MAT_Raw | El Tawakol | 12.11 - 3. Manshya fanous.Mansheya Fanous-Bill No. 2 - Forcemain (Main)-2.1.5.4-a | Dismantling joint 250mm | ECH | 2 | 5286 | 10572 | EGP | MAT_Raw
Qasr Rashwan Lot A _0207 |  | RFQ-00055 | Mostafa Shourbagi | MEP (Electro Mechanical) | 2024-08-26 | Ductile Iron Materials | Approved | 12.11 - 3. Manshya fanous.Mansheya Fanous-Bill No. 2 - Forcemain (Main)-2.1.3.4-a | Dismantling joint 250mm | ECH | 5 | 5 | 5283.9 | 26419.5 | MAT_Raw | El Tawakol | 12.11 - 3. Manshya fanous.Mansheya Fanous-Bill No. 2 - Forcemain (Main)-2.1.3.4-a | Dismantling joint 250mm | ECH | 5 | 5286 | 26430 | EGP | MAT_Raw
Qasr Rashwan Lot A _0207 |  | RFQ-00055 | Mostafa Shourbagi | MEP (Electro Mechanical) | 2024-08-26 | Ductile Iron Materials | Approved | 12.16 - 3. Manshya fanous.Mansheya Fanous-Bill. - Mansheya Fanous Pump Station (Main)-3.4.4-b. | Dismantling joint, dia. 250 mm. | ECH | 2 | 1 | 5283.9 | 5283.9 | MAT_Raw | El Tawakol | 12.16 - 3. Manshya fanous.Mansheya Fanous-Bill. - Mansheya Fanous Pump Station (Main)-3.4.4-b. | Dismantling joint, dia. 250 mm. | ECH | 1 | 5286 | 5286 | EGP | MAT_Raw
Qasr Rashwan Lot A _0207 |  | RFQ-00055 | Mostafa Shourbagi | MEP (Electro Mechanical) | 2024-08-26 | Ductile Iron Materials | Approved | 14.10 - 5. Iz. Albersly.Iz.Albersly & Iz.Alasfar-BILL NO. 1: SEWAGE NETWORK-1.5.3-b | Dismantling joints | ECH | 1 | 1 | 5283.9 | 5283.9 | MAT_Raw | El Tawakol | 14.10 - 5. Iz. Albersly.Iz.Albersly & Iz.Alasfar-BILL NO. 1: SEWAGE NETWORK-1.5.3-b | Dismantling joints | ECH | 1 | 5286 | 5286 | EGP | MAT_Raw
Qasr Rashwan Lot A _0207 |  | RFQ-00055 | Mostafa Shourbagi | MEP (Electro Mechanical) | 2024-08-26 | Ductile Iron Materials | Approved | 12.11 - 3. Manshya fanous.Mansheya Fanous-Bill No. 2 - Forcemain (Main)-2.1.3.5-a | 45º (250mm) | ECH | 1 | 1 | 4121.55 | 4121.55 | MAT_Raw | El Tawakol | 12.11 - 3. Manshya fanous.Mansheya Fanous-Bill No. 2 - Forcemain (Main)-2.1.3.5-a | 45º (250mm) | ECH | 1 | 4070 | 4070 | EGP | MAT_Raw
Qasr Rashwan Lot A _0207 |  | RFQ-00055 | Mostafa Shourbagi | MEP (Electro Mechanical) | 2024-08-26 | Ductile Iron Materials | Approved | 11.11 - 2. Murad Al Gendy.Murad Al Gendy W Al Sanahra-Bill No. 2 - Forcemain-2.3.2-b | Tee 300/100 | ECH | 4 | 4 | 7042.95 | 28171.8 | MAT_Raw | El Tawakol | 11.11 - 2. Murad Al Gendy.Murad Al Gendy W Al Sanahra-Bill No. 2 - Forcemain-2.3.2-b | Tee 300/100 | ECH | 4 | 6965 | 27860 | EGP | MAT_Raw
Qasr Rashwan Lot A _0207 |  | RFQ-00055 | Mostafa Shourbagi | MEP (Electro Mechanical) | 2024-08-26 | Ductile Iron Materials | Approved | 12.12 - 3. Manshya fanous.Mansheya Fanous-Bill No. 2 - Forcemain (Secondary)-2.2.3.5-a | 45º (150mm) | ECH | 1 | 1 | 1386.45 | 1386.45 | MAT_Raw | El Tawakol | 12.12 - 3. Manshya fanous.Mansheya Fanous-Bill No. 2 - Forcemain (Secondary)-2.2.3.5-a | 45º (150mm) | ECH | 1 | 1369 | 1369 | EGP | MAT_Raw
Qasr Rashwan Lot A _0207 |  | RFQ-00055 | Mostafa Shourbagi | MEP (Electro Mechanical) | 2024-08-26 | Ductile Iron Materials | Approved | 13.11 - 4. Khulusi.Khulusi-Bill No. 2 - Forcemain-2.3.5-b | 45º (200mm) | ECH | 1 | 1 | 2061.45 | 2061.45 | MAT_Raw | El Tawakol | 13.11 - 4. Khulusi.Khulusi-Bill No. 2 - Forcemain-2.3.5-b | 45º (200mm) | ECH | 1 | 2035 | 2035 | EGP | MAT_Raw
Qasr Rashwan Lot A _0207 |  | RFQ-00055 | Mostafa Shourbagi | MEP (Electro Mechanical) | 2024-08-26 | Ductile Iron Materials | Approved | 13.15 - 4. Khulusi.Khulusi-Bill - Khulusi Pump Station-3.4.4-c. | Tee, 200/150 mm. | ECH | 3 | 2 | 3446.55 | 6893.1 | MAT_Raw | El Tawakol | 13.15 - 4. Khulusi.Khulusi-Bill - Khulusi Pump Station-3.4.4-c. | Tee, 200/150 mm. | ECH | 2 | 3404 | 6808 | EGP | MAT_Raw
Qasr Rashwan Lot A _0207 |  | RFQ-00055 | Mostafa Shourbagi | MEP (Electro Mechanical) | 2024-08-26 | Ductile Iron Materials | Approved | 12.11 - 3. Manshya fanous.Mansheya Fanous-Bill No. 2 - Forcemain (Main)-2.1.5.5-a | 90º (250mm) | ECH | 8 | 8 | 4371.3 | 34970.4 | MAT_Raw | El Tawakol | 12.11 - 3. Manshya fanous.Mansheya Fanous-Bill No. 2 - Forcemain (Main)-2.1.5.5-a | 90º (250mm) | ECH | 8 | 3700 | 29600 | EGP | MAT_Raw
Qasr Rashwan Lot A _0207 |  | RFQ-00055 | Mostafa Shourbagi | MEP (Electro Mechanical) | 2024-08-26 | Ductile Iron Materials | Approved | 11.11 - 2. Murad Al Gendy.Murad Al Gendy W Al Sanahra-Bill No. 2 - Forcemain-2.3.3-b | Flange spigot with puddle flanged pieces 300mm | ECH | 7 | 7 | 8424 | 58968 | MAT_Raw | El Tawakol | 11.11 - 2. Murad Al Gendy.Murad Al Gendy W Al Sanahra-Bill No. 2 - Forcemain-2.3.3-b | Flange spigot with puddle flanged pieces 300mm | ECH | 7 | 8216 | 57512 | EGP | MAT_Raw
Qasr Rashwan Lot A _0207 |  | RFQ-00055 | Mostafa Shourbagi | MEP (Electro Mechanical) | 2024-08-26 | Ductile Iron Materials | Approved | 12.11 - 3. Manshya fanous.Mansheya Fanous-Bill No. 2 - Forcemain (Main)-2.1.3.2-c | Tee 250/100 | ECH | 6 | 6 | 5094.9 | 30569.4 | MAT_Raw | El Tawakol | 12.11 - 3. Manshya fanous.Mansheya Fanous-Bill No. 2 - Forcemain (Main)-2.1.3.2-c | Tee 250/100 | ECH | 6 | 5032 | 30192 | EGP | MAT_Raw
Qasr Rashwan Lot A _0207 |  | RFQ-00055 | Mostafa Shourbagi | MEP (Electro Mechanical) | 2024-08-26 | Ductile Iron Materials | Approved | 12.11 - 3. Manshya fanous.Mansheya Fanous-Bill No. 2 - Forcemain (Main)-2.1.3.5-b | 45º (150mm) | ECH | 1 | 1 | 1386.45 | 1386.45 | MAT_Raw | El Tawakol | 12.11 - 3. Manshya fanous.Mansheya Fanous-Bill No. 2 - Forcemain (Main)-2.1.3.5-b | 45º (150mm) | ECH | 1 | 1369 | 1369 | EGP | MAT_Raw
Qasr Rashwan - Lot B _0208 |  | RFQ-00044 | Mostafa Ashraf | MEP (Electro Mechanical) | 2024-08-05 | Supply of Control System | Approved | 10.14 - Abd Al Azeem Al Sofy-BILL NO. 3.3: Main Pump Station-3.3.5- | Supply, installation, calibration, connection and testing of the electromagnetic flow meter on the main discharge line (400mm diameter) (consists of separate sensor and transmitter with digital indicator) including all necessary accessories required for installation and operation requirements. | NO | 1 | 1 | 522144 | 522144 | MAT_Raw | EMAS (ELSEWEDY INDUSTRIES Group) | 10.14 - Abd Al Azeem Al Sofy-BILL NO. 3.3: Main Pump Station-3.3.5- | Supply, installation, calibration, connection and testing of the electromagnetic flow meter on the main discharge line (400mm diameter) (consists of separate sensor and transmitter with digital indicator) including all necessary accessories required for installation and operation requirements. | NO | 1 | 9613.54 | 9613.54 | EUR | MAT_Raw
Qasr Rashwan - Lot B _0208 |  | RFQ-00044 | Mostafa Ashraf | MEP (Electro Mechanical) | 2024-08-05 | Supply of Control System | Approved | 11.14 - Abd Al Rahman Ibrahim-BILL NO. 3.3: Main Pump Station-3.3.8- | Supply, installation, calibration, connection and testing of Pressure Transmitter with a range of 0 to 10 bar including all necessary accessories required for installation and operation requirements. | NO | 1 | 1 | 62100 | 62100 | MAT_Raw | EMAS (ELSEWEDY INDUSTRIES Group) | 11.14 - Abd Al Rahman Ibrahim-BILL NO. 3.3: Main Pump Station-3.3.8- | Supply, installation, calibration, connection and testing of Pressure Transmitter with a range of 0 to 10 bar including all necessary accessories required for installation and operation requirements. | NO | 1 | 2804.18 | 2804.18 | EUR | MAT_Raw
Qasr Rashwan - Lot B _0208 |  | RFQ-00044 | Mostafa Ashraf | MEP (Electro Mechanical) | 2024-08-05 | Supply of Control System | Approved | 15.14 - Iz. Al Burm-BILL NO. 3.3: Main Pump Station-3.3.5- | Supply, installation, calibration, connection and testing of the electromagnetic flow meter on the main discharge line (250mm diameter) (consists of separate sensor and transmitter with digital indicator) including all necessary accessories required for installation and operation requirements. | NO | 1 | 1 | 279720 | 279720 | MAT_Raw | EMAS (ELSEWEDY INDUSTRIES Group) | 15.14 - Iz. Al Burm-BILL NO. 3.3: Main Pump Station-3.3.5- | Supply, installation, calibration, connection and testing of the electromagnetic flow meter on the main discharge line (250mm diameter) (consists of separate sensor and transmitter with digital indicator) including all necessary accessories required for installation and operation requirements. | NO | 1 | 9613.54 | 9613.54 | EUR | MAT_Raw
Qasr Rashwan - Lot B _0208 |  | RFQ-00044 | Mostafa Ashraf | MEP (Electro Mechanical) | 2024-08-05 | Supply of Control System | Approved | 11.14 - Abd Al Rahman Ibrahim-BILL NO. 3.3: Main Pump Station-3.3.5- | Supply, installation, calibration, connection and testing of the electromagnetic flow meter on the main discharge line (350mm diameter) (consists of separate sensor and transmitter with digital indicator) including all necessary accessories required for installation and operation requirements. | NO | 1 | 1 | 466200 | 466200 | MAT_Raw | EMAS (ELSEWEDY INDUSTRIES Group) | 11.14 - Abd Al Rahman Ibrahim-BILL NO. 3.3: Main Pump Station-3.3.5- | Supply, installation, calibration, connection and testing of the electromagnetic flow meter on the main discharge line (350mm diameter) (consists of separate sensor and transmitter with digital indicator) including all necessary accessories required for installation and operation requirements. | NO | 1 | 9613.54 | 9613.54 | EUR | MAT_Raw
Qasr Rashwan - Lot B _0208 |  | RFQ-00044 | Mostafa Ashraf | MEP (Electro Mechanical) | 2024-08-05 | Supply of Control System | Approved | 12.14 - Iz. Suleiman Tadrus-BILL NO. 3.3: Main Pump Station-3.3.10- | Supply, installation, calibration, connection and testing of Pressure gauge with a range of 0 to 10 bar and all necessary accessories required for installation and operation requirements. | NO | 3 | 3 | 18630 | 55890 | MAT_Raw | EMAS (ELSEWEDY INDUSTRIES Group) | 12.14 - Iz. Suleiman Tadrus-BILL NO. 3.3: Main Pump Station-3.3.10- | Supply, installation, calibration, connection and testing of Pressure gauge with a range of 0 to 10 bar and all necessary accessories required for installation and operation requirements. | NO | 3 | 195.68 | 587.04 | EUR | MAT_Raw
Qasr Rashwan - Lot B _0208 |  | RFQ-00044 | Mostafa Ashraf | MEP (Electro Mechanical) | 2024-08-05 | Supply of Control System | Approved | 10.14 - Abd Al Azeem Al Sofy-BILL NO. 3.3: Main Pump Station-3.3.8- | Supply, installation, calibration, connection and testing of Pressure Transmitter with a range of 0 to 10 bar including all necessary accessories required for installation and operation requirements. | NO | 1 | 1 | 62100 | 62100 | MAT_Raw | EMAS (ELSEWEDY INDUSTRIES Group) | 10.14 - Abd Al Azeem Al Sofy-BILL NO. 3.3: Main Pump Station-3.3.8- | Supply, installation, calibration, connection and testing of Pressure Transmitter with a range of 0 to 10 bar including all necessary accessories required for installation and operation requirements. | NO | 1 | 2804.18 | 2804.18 | EUR | MAT_Raw
Qasr Rashwan - Lot B _0208 |  | RFQ-00044 | Mostafa Ashraf | MEP (Electro Mechanical) | 2024-08-05 | Supply of Control System | Approved | 13.14 - Iz.Salih Shamatah-BILL NO. 3.3: Main Pump Station-3.3.6- | Supply, installation, calibration, connection and testing of Non-contact Radar level transmitter with range from 0 to 20 meters and beam angle not more than 5 degree (consists of separate sensor and transmitter with digital indicator) including all necessary accessories required for installation and operation requirements. | NO | 1 | 1 | 74520 | 74520 | MAT_Raw | EMAS (ELSEWEDY INDUSTRIES Group) | 13.14 - Iz.Salih Shamatah-BILL NO. 3.3: Main Pump Station-3.3.6- | Supply, installation, calibration, connection and testing of Non-contact Radar level transmitter with range from 0 to 20 meters and beam angle not more than 5 degree (consists of separate sensor and transmitter with digital indicator) including all necessary accessories required for installation and operation requirements. | NO | 1 | 1912.3 | 1912.3 | EUR | MAT_Raw
Qasr Rashwan - Lot B _0208 |  | RFQ-00044 | Mostafa Ashraf | MEP (Electro Mechanical) | 2024-08-05 | Supply of Control System | Approved | 15.14 - Iz. Al Burm-BILL NO. 3.3: Main Pump Station-3.3.6- | Supply, installation, calibration, connection and testing of Non-contact Radar level transmitter with range from 0 to 20 meters and beam angle not more than 5 degree (consists of separate sensor and transmitter with digital indicator) including all necessary accessories required for installation and operation requirements. | NO | 1 | 1 | 74520 | 74520 | MAT_Raw | EMAS (ELSEWEDY INDUSTRIES Group) | 15.14 - Iz. Al Burm-BILL NO. 3.3: Main Pump Station-3.3.6- | Supply, installation, calibration, connection and testing of Non-contact Radar level transmitter with range from 0 to 20 meters and beam angle not more than 5 degree (consists of separate sensor and transmitter with digital indicator) including all necessary accessories required for installation and operation requirements. | NO | 1 | 1912.3 | 1912.3 | EUR | MAT_Raw
Qasr Rashwan - Lot B _0208 |  | RFQ-00044 | Mostafa Ashraf | MEP (Electro Mechanical) | 2024-08-05 | Supply of Control System | Approved | 12.14 - Iz. Suleiman Tadrus-BILL NO. 3.3: Main Pump Station-3.3.13- | Instrumentation and Control System Spare Parts as per specifications. | LS | 1 | 1 | 139216 | 139216 | MAT_Raw | EMAS (ELSEWEDY INDUSTRIES Group) | 12.14 - Iz. Suleiman Tadrus-BILL NO. 3.3: Main Pump Station-3.3.13- | Instrumentation and Control System Spare Parts as per specifications. | LS | 1 | 5986.55 | 5986.55 | EUR | MAT_Raw
Qasr Rashwan - Lot B _0208 |  | RFQ-00044 | Mostafa Ashraf | MEP (Electro Mechanical) | 2024-08-05 | Supply of Control System | Approved | 15.14 - Iz. Al Burm-BILL NO. 3.3: Main Pump Station-3.3.4- | Supply, installation, programming, connecting, commissioning and testing of the control panel (2mm thickness) including the(Conformal coated) Programmable Logic Controller (PLC) consists of: Power supply Module CPU Module Digital Input Modules Digital Output Modules Analog Input Modules Analog Output Modules (If required) Complete with programming software, electrical protection devices, input and output isolation units, industrial switch, electrical feed, insulation transformer, lighting bulb, connection with main control system and all necessary accessories and devices. | NO | 1 | 1 | 547008 | 547008 | MAT_Raw | EMAS (ELSEWEDY INDUSTRIES Group) | 15.14 - Iz. Al Burm-BILL NO. 3.3: Main Pump Station-3.3.4- | Supply, installation, programming, connecting, commissioning and testing of the control panel (2mm thickness) including the(Conformal coated) Programmable Logic Controller (PLC) consists of: Power supply Module CPU Module Digital Input Modules Digital Output Modules Analog Input Modules Analog Output Modules (If required) Complete with programming software, electrical protection devices, input and output isolation units, industrial switch, electrical feed, insulation transformer, lighting bulb, connection with main control system and all necessary accessories and devices. | NO | 1 | 20931 | 20931 | EUR | MAT_Raw
Qasr Rashwan - Lot B _0208 |  | RFQ-00044 | Mostafa Ashraf | MEP (Electro Mechanical) | 2024-08-05 | Supply of Control System | Approved | 12.14 - Iz. Suleiman Tadrus-BILL NO. 3.3: Main Pump Station-3.3.4- | Supply, installation, programming, connecting, commissioning and testing of the control panel (2mm thickness) including the(Conformal coated) Programmable Logic Controller (PLC) consists of: Power supply Module CPU Module Digital Input Modules Digital Output Modules Analog Input Modules Analog Output Modules (If required) Complete with programming software, electrical protection devices, input and output isolation units, industrial switch, electrical feed, insulation transformer, lighting bulb, connection with main control system and all necessary accessories and devices. | NO | 1 | 1 | 547008 | 547008 | MAT_Raw | EMAS (ELSEWEDY INDUSTRIES Group) | 12.14 - Iz. Suleiman Tadrus-BILL NO. 3.3: Main Pump Station-3.3.4- | Supply, installation, programming, connecting, commissioning and testing of the control panel (2mm thickness) including the(Conformal coated) Programmable Logic Controller (PLC) consists of: Power supply Module CPU Module Digital Input Modules Digital Output Modules Analog Input Modules Analog Output Modules (If required) Complete with programming software, electrical protection devices, input and output isolation units, industrial switch, electrical feed, insulation transformer, lighting bulb, connection with main control system and all necessary accessories and devices. | NO | 1 | 20931 | 20931 | EUR | MAT_Raw
Qasr Rashwan - Lot B _0208 |  | RFQ-00044 | Mostafa Ashraf | MEP (Electro Mechanical) | 2024-08-05 | Supply of Control System | Approved | 13.14 - Iz.Salih Shamatah-BILL NO. 3.3: Main Pump Station-3.3.4- | Supply, installation, programming, connecting, commissioning and testing of the control panel (2mm thickness) including the(Conformal coated) Programmable Logic Controller (PLC) consists of: Power supply Module CPU Module Digital Input Modules Digital Output Modules Analog Input Modules Analog Output Modules (If required) Complete with programming software, electrical protection devices, input and output isolation units, industrial switch, electrical feed, insulation transformer, lighting bulb, connection with main control system and all necessary accessories and devices. | NO | 1 | 1 | 547008 | 547008 | MAT_Raw | EMAS (ELSEWEDY INDUSTRIES Group) | 13.14 - Iz.Salih Shamatah-BILL NO. 3.3: Main Pump Station-3.3.4- | Supply, installation, programming, connecting, commissioning and testing of the control panel (2mm thickness) including the(Conformal coated) Programmable Logic Controller (PLC) consists of: Power supply Module CPU Module Digital Input Modules Digital Output Modules Analog Input Modules Analog Output Modules (If required) Complete with programming software, electrical protection devices, input and output isolation units, industrial switch, electrical feed, insulation transformer, lighting bulb, connection with main control system and all necessary accessories and devices. | NO | 1 | 20931 | 20931 | EUR | MAT_Raw
Katameya Creeks |  | RFQ-00089 | Youssef Abd El Kream | MEP (Electro Mechanical) | 2024-08-15 | UPVC Conduit & Fittings | Approved | SERVICE 20 G.Basement.1-3 | لاكور50مم | ECH | 72 | 72 | 0 | 0 | SC_Supply/Apply | New Ega | SERVICE 20 G.Basement.1-3 | لاكور50مم | ECH | 72 | 17.15 | 1234.8 | EGP | SC_Supply/Apply
Katameya Creeks |  | RFQ-00089 | Youssef Abd El Kream | MEP (Electro Mechanical) | 2024-08-15 | UPVC Conduit & Fittings | Approved | SERVICE 20 G.Basement.1-3 | لاكور فلكسبل 20مم | ECH | 280 | 280 | 0 | 0 | SC_Supply/Apply | New Ega | SERVICE 20 G.Basement.1-3 | لاكور فلكسبل 20مم | ECH | 280 | 8.9 | 2492 | EGP | SC_Supply/Apply
Katameya Creeks |  | RFQ-00089 | Youssef Abd El Kream | MEP (Electro Mechanical) | 2024-08-15 | UPVC Conduit & Fittings | Approved | SERVICE 20 G.Basement.1-3 | بواط 19x24 | ECH | 13 | 13 | 0 | 0 | SC_Supply/Apply | New Ega | SERVICE 20 G.Basement.1-3 | بواط 19x24 | ECH | 13 | 78.3 | 1017.9 | EGP | SC_Supply/Apply
Katameya Creeks |  | RFQ-00089 | Youssef Abd El Kream | MEP (Electro Mechanical) | 2024-08-15 | UPVC Conduit & Fittings | Approved | SERVICE 20 G.Basement.1-3 | بواط واتر بروف بفتحات مقاس 22 × 30 × 12 سم | ECH | 48 | 48 | 0 | 0 | SC_Supply/Apply | New Ega | SERVICE 20 G.Basement.1-3 | بواط واتر بروف بفتحات مقاس 22 × 30 × 12 سم | ECH | 48 | 0 | 0 | EGP | SC_Supply/Apply
Katameya Creeks |  | RFQ-00089 | Youssef Abd El Kream | MEP (Electro Mechanical) | 2024-08-15 | UPVC Conduit & Fittings | Approved | SERVICE 20 G.Basement.1-3 | خراطيم 20مم | LM | 994 | 994 | 0 | 0 | SC_Supply/Apply | New Ega | SERVICE 20 G.Basement.1-3 | خراطيم 20مم | LM | 994 | 9.2 | 9144.8 | EGP | SC_Supply/Apply
Katameya Creeks |  | RFQ-00089 | Youssef Abd El Kream | MEP (Electro Mechanical) | 2024-08-15 | UPVC Conduit & Fittings | Approved | SERVICE 20 G.Basement.1-3 | خراطيم 32مم | LM | 950 | 950 | 0 | 0 | SC_Supply/Apply | New Ega | SERVICE 20 G.Basement.1-3 | خراطيم 32مم | LM | 950 | 18.1 | 17195 | EGP | SC_Supply/Apply
Katameya Creeks |  | RFQ-00089 | Youssef Abd El Kream | MEP (Electro Mechanical) | 2024-08-15 | UPVC Conduit & Fittings | Approved | SERVICE 20 G.Basement.1-3 | خراطيم50مم | LM | 2266 | 2266 | 0 | 0 | SC_Supply/Apply | New Ega | SERVICE 20 G.Basement.1-3 | خراطيم50مم | LM | 2266 | 34.43 | 78018.38 | EGP | SC_Supply/Apply
Qasr Rashwan Lot A _0207 |  | RFQ-00055 | Mostafa Shourbagi | MEP (Electro Mechanical) | 2024-08-26 | Ductile Iron Materials | Approved | 10.11 - 1. Saad Al Rouby.Saad Al Rouby-Bill No. 2 - Forcemain-2.5.5-a | 90º (350mm) | ECH | 4 | 4 | 6743.25 | 26973 | MAT_Raw | El Tawakol | 10.11 - 1. Saad Al Rouby.Saad Al Rouby-Bill No. 2 - Forcemain-2.5.5-a | 90º (350mm) | ECH | 4 | 6660 | 26640 | EGP | MAT_Raw
Qasr Rashwan Lot A _0207 |  | RFQ-00055 | Mostafa Shourbagi | MEP (Electro Mechanical) | 2024-08-26 | Ductile Iron Materials | Approved | 10.10 - 1. Saad Al Rouby.Saad Al Rouby-BILL NO. 1: SEWAGE NETWORK-1.5.3-b | Dismantling joints | ECH | 1 | 1 | 19307.7 | 19307.7 | MAT_Raw | El Tawakol | 10.10 - 1. Saad Al Rouby.Saad Al Rouby-BILL NO. 1: SEWAGE NETWORK-1.5.3-b | Dismantling joints | ECH | 1 | 18640 | 18640 | EGP | MAT_Raw
Qasr Rashwan Lot A _0207 |  | RFQ-00055 | Mostafa Shourbagi | MEP (Electro Mechanical) | 2024-08-26 | Ductile Iron Materials | Approved | 11.11 - 2. Murad Al Gendy.Murad Al Gendy W Al Sanahra-Bill No. 2 - Forcemain-2.3.5-a | 45º (300mm) | ECH | 1 | 1 | 5844.15 | 5844.15 | MAT_Raw | El Tawakol | 11.11 - 2. Murad Al Gendy.Murad Al Gendy W Al Sanahra-Bill No. 2 - Forcemain-2.3.5-a | 45º (300mm) | ECH | 1 | 5772 | 5772 | EGP | MAT_Raw
Qasr Rashwan Lot A _0207 |  | RFQ-00055 | Mostafa Shourbagi | MEP (Electro Mechanical) | 2024-08-26 | Ductile Iron Materials | Approved | 10.11 - 1. Saad Al Rouby.Saad Al Rouby-Bill No. 2 - Forcemain-2.3.3-a | Flange socket with puddle flanged pieces 350mm | ECH | 16 | 16 | 12231 | 195696 | MAT_Raw | El Tawakol | 10.11 - 1. Saad Al Rouby.Saad Al Rouby-Bill No. 2 - Forcemain-2.3.3-a | Flange socket with puddle flanged pieces 350mm | ECH | 16 | 11929 | 190864 | EGP | MAT_Raw
Qasr Rashwan Lot A _0207 |  | RFQ-00055 | Mostafa Shourbagi | MEP (Electro Mechanical) | 2024-08-26 | Ductile Iron Materials | Approved | Total | Supplying, installing, connecting and testing of ductile iron pipes with diameter 150 mm for wash-out chamber and inlet pipe (in the case of chamber Type-A) , the item includes all pipes, fittings, gaskets, flexible joint, bolts, nut, washers, non-shrink mortar and all required works for completion and performance of the work item in accordance with the Contract Drawings, Specifications, the Ministerial Decree No. (277 / 2000) and its annexes No. 14 /2002) and the Engineer's instructions. | ECH | 20 | 20 | 168 | 3360 | MAT_Misc | El Tawakol | Total | Supplying, installing, connecting and testing of ductile iron pipes with diameter 150 mm for wash-out chamber and inlet pipe (in the case of chamber Type-A) , the item includes all pipes, fittings, gaskets, flexible joint, bolts, nut, washers, non-shrink mortar and all required works for completion and performance of the work item in accordance with the Contract Drawings, Specifications, the Ministerial Decree No. (277 / 2000) and its annexes No. 14 /2002) and the Engineer's instructions. | ECH | 20 | 533 | 10660 | EGP | MAT_Misc
DP World Basin 2 Ph2 _0193 |  | RFQ-00063 | Eslam Kamal | Operation | 2024-08-26 | نقل مخلفات | Approved | *10.10 - DPW-BASICCIVIL-2.2 | Excavation Extra over for Soil improvement - Waste Removal 2 | CBM | 15500 | 15500 | 171 | 2650500 | SC_Apply | احمد على عبد الله محمد عباس | *10.10 - DPW-BASICCIVIL-2.2 | Excavation Extra over for Soil improvement - Waste Removal 2 | CBM | 15500 | 150 | 2325000 | EGP | SC_Apply
Qasr Rashwan - Lot B _0208 |  | RFQ-00055 | Mostafa Shourbagi | MEP (Electro Mechanical) | 2024-08-26 | Ductile Iron Materials | Approved | 12.11 - Suleiman Tadrus-Bill No.2: Force Main Pipeline-2.3.3-c | Flange socket with puddle flanged pieces 200mm | ECH | 2 | 2 | 5670 | 11340 | MAT_Raw | El Tawakol | 12.11 - Suleiman Tadrus-Bill No.2: Force Main Pipeline-2.3.3-c | Flange socket with puddle flanged pieces 200mm | ECH | 2 | 5530 | 11060 | EGP | MAT_Raw
Qasr Rashwan - Lot B _0208 |  | RFQ-00055 | Mostafa Shourbagi | MEP (Electro Mechanical) | 2024-08-26 | Ductile Iron Materials | Approved | 12.11 - Suleiman Tadrus-Bill No.2: Force Main Pipeline-2.5.3-c | Flange socket with puddle flanged pieces 200mm | ECH | 2 | 2 | 5670 | 11340 | MAT_Raw | El Tawakol | 12.11 - Suleiman Tadrus-Bill No.2: Force Main Pipeline-2.5.3-c | Flange socket with puddle flanged pieces 200mm | ECH | 2 | 5530 | 11060 | EGP | MAT_Raw
Qasr Rashwan - Lot B _0208 |  | RFQ-00055 | Mostafa Shourbagi | MEP (Electro Mechanical) | 2024-08-26 | Ductile Iron Materials | Approved | 13.11 - Salih Shamatah-Bill No.2: Force Main Pipeline-2.3.3-a | Flange socket with puddle flanged pieces 200mm | ECH | 9 | 9 | 5670 | 51030 | MAT_Raw | El Tawakol | 13.11 - Salih Shamatah-Bill No.2: Force Main Pipeline-2.3.3-a | Flange socket with puddle flanged pieces 200mm | ECH | 9 | 5530 | 49770 | EGP | MAT_Raw
Qasr Rashwan - Lot B _0208 |  | RFQ-00055 | Mostafa Shourbagi | MEP (Electro Mechanical) | 2024-08-26 | Ductile Iron Materials | Approved | 11.11 - Abd Al Rahman Ibrahim-Bill No.2: Force Main Pipeline-2.5.3-e | Flange socket with puddle flanged pieces 200mm | ECH | 2 | 2 | 5670 | 11340 | MAT_Raw | El Tawakol | 11.11 - Abd Al Rahman Ibrahim-Bill No.2: Force Main Pipeline-2.5.3-e | Flange socket with puddle flanged pieces 200mm | ECH | 2 | 5530 | 11060 | EGP | MAT_Raw
Qasr Rashwan - Lot B _0208 |  | RFQ-00044 | Mostafa Ashraf | MEP (Electro Mechanical) | 2024-08-05 | Supply of Control System | Approved | 11.14 - Abd Al Rahman Ibrahim-BILL NO. 3.3: Main Pump Station-3.3.4- | Supply, installation, programming, connecting, commissioning and testing of the control panel (2mm thickness) including the(Conformal coated) Programmable Logic Controller (PLC) consists of: Power supply Module CPU Module Digital Input Modules Digital Output Modules Analog Input Modules Analog Output Modules (If required) Complete with programming software, electrical protection devices, input and output isolation units, industrial switch, electrical feed, insulation transformer, lighting bulb, connection with main control system and all necessary accessories and devices. | NO | 1 | 1 | 547008 | 547008 | MAT_Raw | EMAS (ELSEWEDY INDUSTRIES Group) | 11.14 - Abd Al Rahman Ibrahim-BILL NO. 3.3: Main Pump Station-3.3.4- | Supply, installation, programming, connecting, commissioning and testing of the control panel (2mm thickness) including the(Conformal coated) Programmable Logic Controller (PLC) consists of: Power supply Module CPU Module Digital Input Modules Digital Output Modules Analog Input Modules Analog Output Modules (If required) Complete with programming software, electrical protection devices, input and output isolation units, industrial switch, electrical feed, insulation transformer, lighting bulb, connection with main control system and all necessary accessories and devices. | NO | 1 | 20931 | 20931 | EUR | MAT_Raw
Qasr Rashwan - Lot B _0208 |  | RFQ-00044 | Mostafa Ashraf | MEP (Electro Mechanical) | 2024-08-05 | Supply of Control System | Approved | 10.14 - Abd Al Azeem Al Sofy-BILL NO. 3.3: Main Pump Station-3.3.4- | Supply, installation, programming, connecting, commissioning and testing of the control panel (2mm thickness) including the(Conformal coated) Programmable Logic Controller (PLC) consists of: Power supply Module CPU Module Digital Input Modules Digital Output Modules Analog Input Modules Analog Output Modules (If required) Complete with programming software, electrical protection devices, input and output isolation units, industrial switch, electrical feed, insulation transformer, lighting bulb, connection with main control system and all necessary accessories and devices. | NO | 1 | 1 | 547008 | 547008 | MAT_Raw | EMAS (ELSEWEDY INDUSTRIES Group) | 10.14 - Abd Al Azeem Al Sofy-BILL NO. 3.3: Main Pump Station-3.3.4- | Supply, installation, programming, connecting, commissioning and testing of the control panel (2mm thickness) including the(Conformal coated) Programmable Logic Controller (PLC) consists of: Power supply Module CPU Module Digital Input Modules Digital Output Modules Analog Input Modules Analog Output Modules (If required) Complete with programming software, electrical protection devices, input and output isolation units, industrial switch, electrical feed, insulation transformer, lighting bulb, connection with main control system and all necessary accessories and devices. | NO | 1 | 20931 | 20931 | EUR | MAT_Raw
Qasr Rashwan - Lot B _0208 |  | RFQ-00044 | Mostafa Ashraf | MEP (Electro Mechanical) | 2024-08-05 | Supply of Control System | Approved | 14.14 - Iz. Abou Hussein-BILL NO. 3.3: Main Pump Station-3.3.4- | Supply, installation, programming, connecting, commissioning and testing of the control panel (2mm thickness) including the(Conformal coated) Programmable Logic Controller (PLC) consists of: Power supply Module CPU Module Digital Input Modules Digital Output Modules Analog Input Modules Analog Output Modules (If required) Complete with programming software, electrical protection devices, input and output isolation units, industrial switch, electrical feed, insulation transformer, lighting bulb, connection with main control system and all necessary accessories and devices. | NO | 1 | 1 | 547008 | 547008 | MAT_Raw | EMAS (ELSEWEDY INDUSTRIES Group) | 14.14 - Iz. Abou Hussein-BILL NO. 3.3: Main Pump Station-3.3.4- | Supply, installation, programming, connecting, commissioning and testing of the control panel (2mm thickness) including the(Conformal coated) Programmable Logic Controller (PLC) consists of: Power supply Module CPU Module Digital Input Modules Digital Output Modules Analog Input Modules Analog Output Modules (If required) Complete with programming software, electrical protection devices, input and output isolation units, industrial switch, electrical feed, insulation transformer, lighting bulb, connection with main control system and all necessary accessories and devices. | NO | 1 | 20931 | 20931 | EUR | MAT_Raw
Hosh Eissa Hospital _0201 |  | RFQ-00029 | Purchasing Engineers | Purchasing | 2024-08-19 | Supply for concrete works ADD 01 | Approved | 10.2 | *خرسانه اجهاد 300 كجم/م2 محتوي اسمنتي مقاوم للكبريتات 400 SRCكجم/م3 | CBM | 6000 | 2146.5 | 1630.2 | 3499224.3 | MAT_Raw | الأهرام الوطنية للمقاولات | 10.2 | *خرسانه اجهاد 300 كجم/م2 محتوي اسمنتي مقاوم للكبريتات 400 SRCكجم/م3 | CBM | 2146.5 | 1995 | 4282267.5 | EGP | MAT_Raw
Hosh Eissa Hospital _0201 |  | RFQ-00029 | Purchasing Engineers | Purchasing | 2024-08-19 | Supply for concrete works ADD 01 | Approved | 10.2 | Pump 47 m | CBM | 0 | 1 | 57 | 57 | MAT_Raw | الأهرام الوطنية للمقاولات | 10.2 | Pump 47 m | CBM | 1 | 57 | 57 | EGP | MAT_Raw
Hosh Eissa Hospital _0201 |  | RFQ-00029 | Purchasing Engineers | Purchasing | 2024-08-19 | Supply for concrete works ADD 01 | Approved | 10.2 | Pump 52 m | CBM | 0 | 1 | 68.4 | 68.4 | MAT_Raw | الأهرام الوطنية للمقاولات | 10.2 | Pump 52 m | CBM | 1 | 68.4 | 68.4 | EGP | MAT_Raw
Hosh Eissa Hospital _0201 |  | RFQ-00029 | Purchasing Engineers | Purchasing | 2024-08-19 | Supply for concrete works ADD 01 | Approved | 10.2 | Bonus for Supply Ready Reinforced Concrete Compressive strength 300 kg/cm2 with cement content not less than 400 kg/m3 SRC, Including cement, water, and any required additives with Cement according to approved Mix design from 5-2-2024 | CBM | 1399 | 1399 | 0 | 0 | MAT_Raw | الأهرام الوطنية للمقاولات | 10.2 | Bonus for Supply Ready Reinforced Concrete Compressive strength 300 kg/cm2 with cement content not less than 400 kg/m3 SRC, Including cement, water, and any required additives with Cement according to approved Mix design from 5-2-2024 | CBM | 1399 | 171 | 239229 | EGP | MAT_Raw
Hosh Eissa Hospital _0201 |  | RFQ-00029 | Purchasing Engineers | Purchasing | 2024-08-19 | Supply for concrete works ADD 01 | Approved | 10.2 | Supply Ready Reinforced Concrete Compressive strength 300 kg/cm2 with cement content not less than 400 kg/m3 OPC, Including cement, water, and any required additives with Cement according to approved Mix design | CBM | 616 | 616 | 1630.2 | 1004203.2 | MAT_Raw | الأهرام الوطنية للمقاولات | 10.2 | Supply Ready Reinforced Concrete Compressive strength 300 kg/cm2 with cement content not less than 400 kg/m3 OPC, Including cement, water, and any required additives with Cement according to approved Mix design | CBM | 616 | 1960.8 | 1207852.8 | EGP | MAT_Raw
Hosh Eissa Hospital _0201 |  | RFQ-00029 | Purchasing Engineers | Purchasing | 2024-08-19 | Supply for concrete works ADD 01 | Approved | 10.2 | Supply Ready Plain Concrete Compressive strength 200 kg/cm2 with cement content not less than 300kg/m3 SRC, Including cement, water, and any required additives with Cement according to approved Mix design from 5-2-2024 | CBM | 45 | 45 | 1368 | 61560 | MAT_Raw | الأهرام الوطنية للمقاولات | 10.2 | Supply Ready Plain Concrete Compressive strength 200 kg/cm2 with cement content not less than 300kg/m3 SRC, Including cement, water, and any required additives with Cement according to approved Mix design from 5-2-2024 | CBM | 45 | 1767 | 79515 | EGP | MAT_Raw
Qasr Rashwan - Lot B _0208 |  | RFQ-00055 | Mostafa Shourbagi | MEP (Electro Mechanical) | 2024-08-26 | Ductile Iron Materials | Approved | 14.11 - Abou Hussein-BILL NO.2 : Force Main Pipeline-2.3.3-a | Flange socket with puddle flanged pieces 200mm | ECH | 4 | 4 | 5670 | 22680 | MAT_Raw | El Tawakol | 14.11 - Abou Hussein-BILL NO.2 : Force Main Pipeline-2.3.3-a | Flange socket with puddle flanged pieces 200mm | ECH | 4 | 5530 | 22120 | EGP | MAT_Raw
Qasr Rashwan - Lot B _0208 |  | RFQ-00055 | Mostafa Shourbagi | MEP (Electro Mechanical) | 2024-08-26 | Ductile Iron Materials | Approved | 12.11 - Suleiman Tadrus-Bill No.2: Force Main Pipeline-2.5.3-a | Flange socket with puddle flanged pieces 300mm | ECH | 4 | 3 | 9801 | 29403 | MAT_Raw | El Tawakol | 12.11 - Suleiman Tadrus-Bill No.2: Force Main Pipeline-2.5.3-a | Flange socket with puddle flanged pieces 300mm | ECH | 3 | 9559 | 28677 | EGP | MAT_Raw
Qasr Rashwan - Lot B _0208 |  | RFQ-00055 | Mostafa Shourbagi | MEP (Electro Mechanical) | 2024-08-26 | Ductile Iron Materials | Approved | 11.11 - Abd Al Rahman Ibrahim-Bill No.2: Force Main Pipeline-2.5.3-c | Flange socket with puddle flanged pieces 300mm | ECH | 2 | 2 | 9801 | 19602 | MAT_Raw | El Tawakol | 11.11 - Abd Al Rahman Ibrahim-Bill No.2: Force Main Pipeline-2.5.3-c | Flange socket with puddle flanged pieces 300mm | ECH | 2 | 9559 | 19118 | EGP | MAT_Raw
Qasr Rashwan - Lot B _0208 |  | RFQ-00055 | Mostafa Shourbagi | MEP (Electro Mechanical) | 2024-08-26 | Ductile Iron Materials | Approved | 12.11 - Suleiman Tadrus-Bill No.2: Force Main Pipeline-2.3.3-a | Flange socket with puddle flanged pieces 300mm | ECH | 9 | 9 | 9801 | 88209 | MAT_Raw | El Tawakol | 12.11 - Suleiman Tadrus-Bill No.2: Force Main Pipeline-2.3.3-a | Flange socket with puddle flanged pieces 300mm | ECH | 9 | 9559 | 86031 | EGP | MAT_Raw
Qasr Rashwan - Lot B _0208 |  | RFQ-00055 | Mostafa Shourbagi | MEP (Electro Mechanical) | 2024-08-26 | Ductile Iron Materials | Approved | 11.11 - Abd Al Rahman Ibrahim-Bill No.2: Force Main Pipeline-2.3.3-a | Flange socket with puddle flanged pieces 350mm | ECH | 9 | 9 | 12231 | 110079 | MAT_Raw | El Tawakol | 11.11 - Abd Al Rahman Ibrahim-Bill No.2: Force Main Pipeline-2.3.3-a | Flange socket with puddle flanged pieces 350mm | ECH | 9 | 11929 | 107361 | EGP | MAT_Raw
Qasr Rashwan - Lot B _0208 |  | RFQ-00055 | Mostafa Shourbagi | MEP (Electro Mechanical) | 2024-08-26 | Ductile Iron Materials | Approved | 11.11 - Abd Al Rahman Ibrahim-Bill No.2: Force Main Pipeline-2.5.3-a | Flange socket with puddle flanged pieces 350mm | ECH | 8 | 6 | 12231 | 73386 | MAT_Raw | El Tawakol | 11.11 - Abd Al Rahman Ibrahim-Bill No.2: Force Main Pipeline-2.5.3-a | Flange socket with puddle flanged pieces 350mm | ECH | 6 | 11929 | 71574 | EGP | MAT_Raw
Qasr Rashwan - Lot B _0208 |  | RFQ-00055 | Mostafa Shourbagi | MEP (Electro Mechanical) | 2024-08-26 | Ductile Iron Materials | Approved | 10.11 - Abd Al Azeem Al Sofy -Bill No.2: Force Main Pipeline-2.3.3-b | Flange spigot with puddle flanged pieces 400mm | ECH | 6 | 6 | 12231 | 73386 | MAT_Raw | El Tawakol | 10.11 - Abd Al Azeem Al Sofy -Bill No.2: Force Main Pipeline-2.3.3-b | Flange spigot with puddle flanged pieces 400mm | ECH | 6 | 11929 | 71574 | EGP | MAT_Raw
Qasr Rashwan - Lot B _0208 |  | RFQ-00055 | Mostafa Shourbagi | MEP (Electro Mechanical) | 2024-08-26 | Ductile Iron Materials | Approved | 10.11 - Abd Al Azeem Al Sofy -Bill No.2: Force Main Pipeline-2.5.3-b | Flange spigot with puddle flanged pieces 400mm | ECH | 5 | 3 | 12231 | 36693 | MAT_Raw | El Tawakol | 10.11 - Abd Al Azeem Al Sofy -Bill No.2: Force Main Pipeline-2.5.3-b | Flange spigot with puddle flanged pieces 400mm | ECH | 3 | 11929 | 35787 | EGP | MAT_Raw
Qasr Rashwan - Lot B _0208 |  | RFQ-00055 | Mostafa Shourbagi | MEP (Electro Mechanical) | 2024-08-26 | Ductile Iron Materials | Approved | 10.11 - Abd Al Azeem Al Sofy -Bill No.2: Force Main Pipeline-2.3.3-a | Flange socket with puddle flanged pieces 400mm | ECH | 6 | 6 | 14580 | 87480 | MAT_Raw | El Tawakol | 10.11 - Abd Al Azeem Al Sofy -Bill No.2: Force Main Pipeline-2.3.3-a | Flange socket with puddle flanged pieces 400mm | ECH | 6 | 14220 | 85320 | EGP | MAT_Raw
Qasr Rashwan - Lot B _0208 |  | RFQ-00055 | Mostafa Shourbagi | MEP (Electro Mechanical) | 2024-08-26 | Ductile Iron Materials | Approved | 10.11 - Abd Al Azeem Al Sofy -Bill No.2: Force Main Pipeline-2.5.3-a | Flange socket with puddle flanged pieces 400mm | ECH | 5 | 3 | 14580 | 43740 | MAT_Raw | El Tawakol | 10.11 - Abd Al Azeem Al Sofy -Bill No.2: Force Main Pipeline-2.5.3-a | Flange socket with puddle flanged pieces 400mm | ECH | 3 | 14220 | 42660 | EGP | MAT_Raw
Qasr Rashwan - Lot B _0208 |  | RFQ-00055 | Mostafa Shourbagi | MEP (Electro Mechanical) | 2024-08-26 | Ductile Iron Materials | Approved | 12.11 - Suleiman Tadrus-Bill No.2: Force Main Pipeline-2.3.3-d | Flange spigot with puddle flanged pieces 200mm | ECH | 2 | 2 | 4860 | 9720 | MAT_Raw | El Tawakol | 12.11 - Suleiman Tadrus-Bill No.2: Force Main Pipeline-2.3.3-d | Flange spigot with puddle flanged pieces 200mm | ECH | 2 | 4740 | 9480 | EGP | MAT_Raw
Qasr Rashwan - Lot B _0208 |  | RFQ-00055 | Mostafa Shourbagi | MEP (Electro Mechanical) | 2024-08-26 | Ductile Iron Materials | Approved | 14.11 - Abou Hussein-BILL NO.2 : Force Main Pipeline-2.3.3-b | Flange spigot with puddle flanged pieces 200mm | ECH | 3 | 3 | 4860 | 14580 | MAT_Raw | El Tawakol | 14.11 - Abou Hussein-BILL NO.2 : Force Main Pipeline-2.3.3-b | Flange spigot with puddle flanged pieces 200mm | ECH | 3 | 4740 | 14220 | EGP | MAT_Raw
Qasr Rashwan - Lot B _0208 |  | RFQ-00055 | Mostafa Shourbagi | MEP (Electro Mechanical) | 2024-08-26 | Ductile Iron Materials | Approved | 12.11 - Suleiman Tadrus-Bill No.2: Force Main Pipeline-2.5.3-d | Flange spigot with puddle flanged pieces 200mm | ECH | 2 | 2 | 4860 | 9720 | MAT_Raw | El Tawakol | 12.11 - Suleiman Tadrus-Bill No.2: Force Main Pipeline-2.5.3-d | Flange spigot with puddle flanged pieces 200mm | ECH | 2 | 4740 | 9480 | EGP | MAT_Raw
Qasr Rashwan - Lot B _0208 |  | RFQ-00055 | Mostafa Shourbagi | MEP (Electro Mechanical) | 2024-08-26 | Ductile Iron Materials | Approved | 11.11 - Abd Al Rahman Ibrahim-Bill No.2: Force Main Pipeline-2.5.3-f. | Flange spigot with puddle flanged pieces 200mm | ECH | 2 | 2 | 4860 | 9720 | MAT_Raw | El Tawakol | 11.11 - Abd Al Rahman Ibrahim-Bill No.2: Force Main Pipeline-2.5.3-f. | Flange spigot with puddle flanged pieces 200mm | ECH | 2 | 4740 | 9480 | EGP | MAT_Raw
Qasr Rashwan - Lot B _0208 |  | RFQ-00055 | Mostafa Shourbagi | MEP (Electro Mechanical) | 2024-08-26 | Ductile Iron Materials | Approved | 13.11 - Salih Shamatah-Bill No.2: Force Main Pipeline-2.3.3-b | Flange spigot with puddle flanged pieces 200mm | ECH | 8 | 8 | 4860 | 38880 | MAT_Raw | El Tawakol | 13.11 - Salih Shamatah-Bill No.2: Force Main Pipeline-2.3.3-b | Flange spigot with puddle flanged pieces 200mm | ECH | 8 | 4740 | 37920 | EGP | MAT_Raw
Qasr Rashwan - Lot B _0208 |  | RFQ-00055 | Mostafa Shourbagi | MEP (Electro Mechanical) | 2024-08-26 | Ductile Iron Materials | Approved | 10.11 - Abd Al Azeem Al Sofy -Bill No.2: Force Main Pipeline-2.3.3-d | Flange spigot with puddle flanged pieces 250mm | ECH | 2 | 2 | 6480 | 12960 | MAT_Raw | El Tawakol | 10.11 - Abd Al Azeem Al Sofy -Bill No.2: Force Main Pipeline-2.3.3-d | Flange spigot with puddle flanged pieces 250mm | ECH | 2 | 6320 | 12640 | EGP | MAT_Raw
Qasr Rashwan - Lot B _0208 |  | RFQ-00055 | Mostafa Shourbagi | MEP (Electro Mechanical) | 2024-08-26 | Ductile Iron Materials | Approved | 10.11 - Abd Al Azeem Al Sofy -Bill No.2: Force Main Pipeline-2.5.3-d | Flange spigot with puddle flanged pieces 250mm | ECH | 2 | 2 | 6480 | 12960 | MAT_Raw | El Tawakol | 10.11 - Abd Al Azeem Al Sofy -Bill No.2: Force Main Pipeline-2.5.3-d | Flange spigot with puddle flanged pieces 250mm | ECH | 2 | 6320 | 12640 | EGP | MAT_Raw
Qasr Rashwan - Lot B _0208 |  | RFQ-00055 | Mostafa Shourbagi | MEP (Electro Mechanical) | 2024-08-26 | Ductile Iron Materials | Approved | 12.11 - Suleiman Tadrus-Bill No.2: Force Main Pipeline-2.3.3-b | Flange spigot with puddle flanged pieces 300mm | ECH | 9 | 9 | 8424 | 75816 | MAT_Raw | El Tawakol | 12.11 - Suleiman Tadrus-Bill No.2: Force Main Pipeline-2.3.3-b | Flange spigot with puddle flanged pieces 300mm | ECH | 9 | 8216 | 73944 | EGP | MAT_Raw
Qasr Rashwan - Lot B _0208 |  | RFQ-00055 | Mostafa Shourbagi | MEP (Electro Mechanical) | 2024-08-26 | Ductile Iron Materials | Approved | 11.11 - Abd Al Rahman Ibrahim-Bill No.2: Force Main Pipeline-2.5.3-d | Flange spigot with puddle flanged pieces 300mm | ECH | 2 | 2 | 8424 | 16848 | MAT_Raw | El Tawakol | 11.11 - Abd Al Rahman Ibrahim-Bill No.2: Force Main Pipeline-2.5.3-d | Flange spigot with puddle flanged pieces 300mm | ECH | 2 | 8216 | 16432 | EGP | MAT_Raw
Qasr Rashwan - Lot B _0208 |  | RFQ-00055 | Mostafa Shourbagi | MEP (Electro Mechanical) | 2024-08-26 | Ductile Iron Materials | Approved | 12.11 - Suleiman Tadrus-Bill No.2: Force Main Pipeline-2.5.3-b | Flange spigot with puddle flanged pieces 300mm | ECH | 4 | 2 | 8424 | 16848 | MAT_Raw | El Tawakol | 12.11 - Suleiman Tadrus-Bill No.2: Force Main Pipeline-2.5.3-b | Flange spigot with puddle flanged pieces 300mm | ECH | 2 | 8216 | 16432 | EGP | MAT_Raw
Qasr Rashwan - Lot B _0208 |  | RFQ-00055 | Mostafa Shourbagi | MEP (Electro Mechanical) | 2024-08-26 | Ductile Iron Materials | Approved | 15.11 - Al Burm-Bill No. 2: Force Main Pipeline-2.3.3-b | Flange spigot with puddle flanged pieces 250mm | ECH | 4 | 4 | 6480 | 25920 | MAT_Raw | El Tawakol | 15.11 - Al Burm-Bill No. 2: Force Main Pipeline-2.3.3-b | Flange spigot with puddle flanged pieces 250mm | ECH | 4 | 6320 | 25280 | EGP | MAT_Raw
Qasr Rashwan - Lot B _0208 |  | RFQ-00055 | Mostafa Shourbagi | MEP (Electro Mechanical) | 2024-08-26 | Ductile Iron Materials | Approved | 11.11 - Abd Al Rahman Ibrahim-Bill No.2: Force Main Pipeline-2.5.3-b | Flange spigot with puddle flanged pieces 350mm | ECH | 8 | 6 | 10692 | 64152 | MAT_Raw | El Tawakol | 11.11 - Abd Al Rahman Ibrahim-Bill No.2: Force Main Pipeline-2.5.3-b | Flange spigot with puddle flanged pieces 350mm | ECH | 6 | 10428 | 62568 | EGP | MAT_Raw
Qasr Rashwan - Lot B _0208 |  | RFQ-00055 | Mostafa Shourbagi | MEP (Electro Mechanical) | 2024-08-26 | Ductile Iron Materials | Approved | 11.11 - Abd Al Rahman Ibrahim-Bill No.2: Force Main Pipeline-2.3.3-b | Flange spigot with puddle flanged pieces 350mm | ECH | 8 | 8 | 10692 | 85536 | MAT_Raw | El Tawakol | 11.11 - Abd Al Rahman Ibrahim-Bill No.2: Force Main Pipeline-2.3.3-b | Flange spigot with puddle flanged pieces 350mm | ECH | 8 | 10428 | 83424 | EGP | MAT_Raw
Qasr Rashwan - Lot B _0208 |  | RFQ-00055 | Mostafa Shourbagi | MEP (Electro Mechanical) | 2024-08-26 | Ductile Iron Materials | Approved | 10.11 - Abd Al Azeem Al Sofy -Bill No.2: Force Main Pipeline--2.3.6 | Supplying, installing, connecting and testing of ductile iron pipes with diameter 150 mm for wash-out chamber and inlet pipe (in the case of chamber Type-A) , the item includes all pipes, fittings, gaskets, flexible joint, bolts, nut, washers, non-shrink mortar and all required works for completion and performance of the work item in accordance with the Contract Drawings, Specifications, the Ministerial Decree No. (277 / 2000) and its annexes No. 14 /2002) and the Engineer's instructions. | ECH | 5 | 5 | 200 | 1000 | OTH | El Tawakol | 10.11 - Abd Al Azeem Al Sofy -Bill No.2: Force Main Pipeline--2.3.6 | Supplying, installing, connecting and testing of ductile iron pipes with diameter 150 mm for wash-out chamber and inlet pipe (in the case of chamber Type-A) , the item includes all pipes, fittings, gaskets, flexible joint, bolts, nut, washers, non-shrink mortar and all required works for completion and performance of the work item in accordance with the Contract Drawings, Specifications, the Ministerial Decree No. (277 / 2000) and its annexes No. 14 /2002) and the Engineer's instructions. | ECH | 5 | 533 | 2665 | EGP | OTH
Qasr Rashwan - Lot B _0208 |  | RFQ-00055 | Mostafa Shourbagi | MEP (Electro Mechanical) | 2024-08-26 | Ductile Iron Materials | Approved | 11.11 - Abd Al Rahman Ibrahim-Bill No.2: Force Main Pipeline--2.3.6 | Supplying, installing, connecting and testing of ductile iron pipes with diameter 150 mm for wash-out chamber and inlet pipe (in the case of chamber Type-A) , the item includes all pipes, fittings, gaskets, flexible joint, bolts, nut, washers, non-shrink mortar and all required works for completion and performance of the work item in accordance with the Contract Drawings, Specifications, the Ministerial Decree No. (277 / 2000) and its annexes No. 14 /2002) and the Engineer's instructions. | ECH | 15 | 7 | 200 | 1400 | OTH | El Tawakol | 11.11 - Abd Al Rahman Ibrahim-Bill No.2: Force Main Pipeline--2.3.6 | Supplying, installing, connecting and testing of ductile iron pipes with diameter 150 mm for wash-out chamber and inlet pipe (in the case of chamber Type-A) , the item includes all pipes, fittings, gaskets, flexible joint, bolts, nut, washers, non-shrink mortar and all required works for completion and performance of the work item in accordance with the Contract Drawings, Specifications, the Ministerial Decree No. (277 / 2000) and its annexes No. 14 /2002) and the Engineer's instructions. | ECH | 7 | 533 | 3731 | EGP | OTH
Mivida BP#189 |  | RFQ-00128 | Mostafa Shourbagi | MEP (Electro Mechanical) | 2024-08-27 | EMT Conduits & Accessories | Approved | 162600.POS BAS | P.R. 94835 → EMT Conduits & Fittings | LS | 1 | 1 | 1279000.94 | 1279000.94 | SC_Supply | POWER MARKET -HANY AMIN | 162600.POS BAS | P.R. 94835 → EMT Conduits & Fittings | LS | 1 | 2345940.07 | 2345940.07 | EGP | SC_Supply
Abo Shanab El Agamien _0195 |  | RFQ-00091 | Mostafa Shourbagi | MEP (Electro Mechanical) | 2024-08-22 | UPVC Back Boxes | Approved | Total | Fire alarm system complete with Conventional fire alarm control panel, smoke detectors, heat detectors, manual call point, bell, fire alarm siren and wire and all necessary components (internal wires and outlets, etc) required to complete the system in perfect case, the fire alarm control panel shall be erected in pump operating room. | LS | 1 | 1 | 8290.47 | 8290.47 | MAT_Raw | Techno Gulf | Total | Fire alarm system complete with Conventional fire alarm control panel, smoke detectors, heat detectors, manual call point, bell, fire alarm siren and wire and all necessary components (internal wires and outlets, etc) required to complete the system in perfect case, the fire alarm control panel shall be erected in pump operating room. | LS | 1 | 5484.54 | 5484.54 | EGP | MAT_Raw
Abo Shanab El Agamien _0195 |  | RFQ-00092 | Mostafa Shourbagi | MEP (Electro Mechanical) | 2024-08-26 | Electrical Wires | Approved | Total | Lighting outlets and Wall Mounted Exhaust Fan Outlet. | LS | 1 | 1 | 68710.95 | 68710.95 | MAT_Raw | المتحدة للصناعات - السويدى | Total | Lighting outlets and Wall Mounted Exhaust Fan Outlet. | LS | 1 | 386546.64 | 386546.64 | EGP | MAT_Raw
Qasr Rashwan Lot A _0207 |  | RFQ-00056 | Mostafa Shourbagi | MEP (Electro Mechanical) | 2024-08-26 | PVC Conduits & Access. | Approved | 13.14 - Khulusi-Main Pump Station NO. 3.3-43527- | Supply, install, connect and test a complete closed circuit surveillance TV (CCTV) system complete with Weatherproof fixed camera HD, Weatherproof Motorized cameras HD, DVR, Rack, UPS, Joystick, remote controller, color photos printer, conduits, Coaxial cables, control cables, LED screen, boxes between devices, UPS....etc. and all necessary works to complete works as per specifications and contract documents. | LS | 1 | 1 | 26000 | 26000 | MAT_Raw | Techno Gulf | 13.14 - Khulusi-Main Pump Station NO. 3.3-43527- | Supply, install, connect and test a complete closed circuit surveillance TV (CCTV) system complete with Weatherproof fixed camera HD, Weatherproof Motorized cameras HD, DVR, Rack, UPS, Joystick, remote controller, color photos printer, conduits, Coaxial cables, control cables, LED screen, boxes between devices, UPS....etc. and all necessary works to complete works as per specifications and contract documents. | LS | 1 | 8482.79 | 8482.79 | EGP | MAT_Raw
Qasr Rashwan Lot A _0207 |  | RFQ-00056 | Mostafa Shourbagi | MEP (Electro Mechanical) | 2024-08-26 | PVC Conduits & Access. | Approved | 14.14 - Albersly & Iz.Alasfar-Main Pump Station NO. 3.3-3.3.19- | Supply, install, connect and test a complete closed circuit surveillance TV (CCTV) system complete with Weatherproof fixed camera HD, Weatherproof Motorized cameras HD, DVR, Rack, UPS, Joystick, remote controller, color photos printer, conduits, Coaxial cables, control cables, LED screen, boxes between devices, UPS....etc. and all necessary works to complete works as per specifications and contract documents. | LS | 1 | 1 | 26000 | 26000 | MAT_Raw | Techno Gulf | 14.14 - Albersly & Iz.Alasfar-Main Pump Station NO. 3.3-3.3.19- | Supply, install, connect and test a complete closed circuit surveillance TV (CCTV) system complete with Weatherproof fixed camera HD, Weatherproof Motorized cameras HD, DVR, Rack, UPS, Joystick, remote controller, color photos printer, conduits, Coaxial cables, control cables, LED screen, boxes between devices, UPS....etc. and all necessary works to complete works as per specifications and contract documents. | LS | 1 | 8482.79 | 8482.79 | EGP | MAT_Raw
Qasr Rashwan Lot A _0207 |  | RFQ-00056 | Mostafa Shourbagi | MEP (Electro Mechanical) | 2024-08-26 | PVC Conduits & Access. | Approved | 11.14 - Murad Al Gendy W Al Sanahra-Main Pump Station NO. 3.3-43527- | Supply, install, connect and test a complete closed circuit surveillance TV (CCTV) system complete with Weatherproof fixed camera HD, Weatherproof Motorized cameras HD, DVR, Rack, UPS, Joystick, remote controller, color photos printer, conduits, Coaxial cables, control cables, LED screen, boxes between devices, UPS....etc. and all necessary works to complete works as per specifications and contract documents. | LS | 1 | 1 | 26000 | 26000 | MAT_Raw | Techno Gulf | 11.14 - Murad Al Gendy W Al Sanahra-Main Pump Station NO. 3.3-43527- | Supply, install, connect and test a complete closed circuit surveillance TV (CCTV) system complete with Weatherproof fixed camera HD, Weatherproof Motorized cameras HD, DVR, Rack, UPS, Joystick, remote controller, color photos printer, conduits, Coaxial cables, control cables, LED screen, boxes between devices, UPS....etc. and all necessary works to complete works as per specifications and contract documents. | LS | 1 | 8482.79 | 8482.79 | EGP | MAT_Raw
Qasr Rashwan Lot A _0207 |  | RFQ-00056 | Mostafa Shourbagi | MEP (Electro Mechanical) | 2024-08-26 | PVC Conduits & Access. | Approved | 12.31 - Mansheya Fanous-SEC. Pump Station NO. 10.3-10.3.19- | Supply, install, connect and test a complete closed circuit surveillance TV (CCTV) system complete with Weatherproof fixed camera HD, Weatherproof Motorized cameras HD, DVR, Rack, UPS, Joystick, remote controller, color photos printer, conduits, Coaxial cables, control cables, LED screen, boxes between devices, UPS....etc. and all necessary works to complete works as per specifications and contract documents. | LS | 1 | 1 | 26000 | 26000 | MAT_Raw | Techno Gulf | 12.31 - Mansheya Fanous-SEC. Pump Station NO. 10.3-10.3.19- | Supply, install, connect and test a complete closed circuit surveillance TV (CCTV) system complete with Weatherproof fixed camera HD, Weatherproof Motorized cameras HD, DVR, Rack, UPS, Joystick, remote controller, color photos printer, conduits, Coaxial cables, control cables, LED screen, boxes between devices, UPS....etc. and all necessary works to complete works as per specifications and contract documents. | LS | 1 | 8482.79 | 8482.79 | EGP | MAT_Raw
Qasr Rashwan Lot A _0207 |  | RFQ-00056 | Mostafa Shourbagi | MEP (Electro Mechanical) | 2024-08-26 | PVC Conduits & Access. | Approved | 10.15 - Saad Al Rouby-Main Pump Station NO. 3.3-3.3.19- | Supply, install, connect and test a complete closed circuit surveillance TV (CCTV) system complete with Weatherproof fixed camera HD, Weatherproof Motorized cameras HD, DVR, Rack, UPS, Joystick, remote controller, color photos printer, conduits, Coaxial cables, control cables, LED screen, boxes between devices, UPS....etc. and all necessary works to complete works as per specifications and contract documents. | LS | 1 | 1 | 26000 | 26000 | MAT_Raw | Techno Gulf | 10.15 - Saad Al Rouby-Main Pump Station NO. 3.3-3.3.19- | Supply, install, connect and test a complete closed circuit surveillance TV (CCTV) system complete with Weatherproof fixed camera HD, Weatherproof Motorized cameras HD, DVR, Rack, UPS, Joystick, remote controller, color photos printer, conduits, Coaxial cables, control cables, LED screen, boxes between devices, UPS....etc. and all necessary works to complete works as per specifications and contract documents. | LS | 1 | 8482.79 | 8482.79 | EGP | MAT_Raw
Qasr Rashwan Lot A _0207 |  | RFQ-00056 | Mostafa Shourbagi | MEP (Electro Mechanical) | 2024-08-26 | PVC Conduits & Access. | Approved | 12.15 - Mansheya Fanous-Main Pump Station NO. 3.3-3.3.19- | Supply, install, connect and test a complete closed circuit surveillance TV (CCTV) system complete with Weatherproof fixed camera HD, Weatherproof Motorized cameras HD, DVR, Rack, UPS, Joystick, remote controller, color photos printer, conduits, Coaxial cables, control cables, LED screen, boxes between devices, UPS....etc. and all necessary works to complete works as per specifications and contract documents. | LS | 1 | 1 | 26000 | 26000 | MAT_Raw | Techno Gulf | 12.15 - Mansheya Fanous-Main Pump Station NO. 3.3-3.3.19- | Supply, install, connect and test a complete closed circuit surveillance TV (CCTV) system complete with Weatherproof fixed camera HD, Weatherproof Motorized cameras HD, DVR, Rack, UPS, Joystick, remote controller, color photos printer, conduits, Coaxial cables, control cables, LED screen, boxes between devices, UPS....etc. and all necessary works to complete works as per specifications and contract documents. | LS | 1 | 8482.79 | 8482.79 | EGP | MAT_Raw
Qasr Rashwan Lot A _0207 |  | RFQ-00056 | Mostafa Shourbagi | MEP (Electro Mechanical) | 2024-08-26 | PVC Conduits & Access. | Approved | Total | Conduits | LS | 1 | 1 | 68361.81 | 68361.81 | MAT_Raw | Techno Gulf | Total | Conduits | LS | 1 | 80000 | 80000 | EGP | MAT_Raw
Qasr Rashwan Lot A _0207 |  | RFQ-00057 | Mostafa Shourbagi | MEP (Electro Mechanical) | 2024-08-26 | Electrical Wires | Approved | Total | Wires | LS | 1 | 1 | 159510.88 | 159510.88 | MAT_Raw | المتحدة للصناعات - السويدى | Total | Wires | LS | 1 | 297669.96 | 297669.96 | EGP | MAT_Raw
Qasr Rashwan - Lot B _0208 |  | RFQ-00056 | Mostafa Shourbagi | MEP (Electro Mechanical) | 2024-08-26 | PVC Conduits & Access. | Approved | 12.14 - Iz. Suleiman Tadrus-BILL NO. 3.3: Main Pump Station-3.3.19- | Supply, install, connect and test a complete closed circuit surveillance TV (CCTV) system complete with Weatherproof fixed camera HD, Weatherproof Motorized cameras HD, DVR, Rack, UPS, Joystick, remote controller, color photos printer, conduits, Coaxial cables, control cables, LED screen, boxes between devices, UPS....etc. and all necessary works to complete works as per specifications and contract documents. | LS | 1 | 1 | 26000 | 26000 | MAT_Raw | Techno Gulf | 12.14 - Iz. Suleiman Tadrus-BILL NO. 3.3: Main Pump Station-3.3.19- | Supply, install, connect and test a complete closed circuit surveillance TV (CCTV) system complete with Weatherproof fixed camera HD, Weatherproof Motorized cameras HD, DVR, Rack, UPS, Joystick, remote controller, color photos printer, conduits, Coaxial cables, control cables, LED screen, boxes between devices, UPS....etc. and all necessary works to complete works as per specifications and contract documents. | LS | 1 | 8482.79 | 8482.79 | EGP | MAT_Raw
Qasr Rashwan - Lot B _0208 |  | RFQ-00056 | Mostafa Shourbagi | MEP (Electro Mechanical) | 2024-08-26 | PVC Conduits & Access. | Approved | 15.14 - Iz. Al Burm-BILL NO. 3.3: Main Pump Station-3.3.19- | Supply, install, connect and test a complete closed circuit surveillance TV (CCTV) system complete with Weatherproof fixed camera HD, Weatherproof Motorized cameras HD, DVR, Rack, UPS, Joystick, remote controller, color photos printer, conduits, Coaxial cables, control cables, LED screen, boxes between devices, UPS....etc. and all necessary works to complete works as per specifications and contract documents. | LS | 1 | 1 | 26000 | 26000 | MAT_Raw | Techno Gulf | 15.14 - Iz. Al Burm-BILL NO. 3.3: Main Pump Station-3.3.19- | Supply, install, connect and test a complete closed circuit surveillance TV (CCTV) system complete with Weatherproof fixed camera HD, Weatherproof Motorized cameras HD, DVR, Rack, UPS, Joystick, remote controller, color photos printer, conduits, Coaxial cables, control cables, LED screen, boxes between devices, UPS....etc. and all necessary works to complete works as per specifications and contract documents. | LS | 1 | 8482.79 | 8482.79 | EGP | MAT_Raw
Qasr Rashwan - Lot B _0208 |  | RFQ-00055 | Mostafa Shourbagi | MEP (Electro Mechanical) | 2024-08-26 | Ductile Iron Materials | Approved | 14.11 - Abou Hussein-BILL NO.2 : Force Main Pipeline--2.3.6 | Supplying, installing, connecting and testing of ductile iron pipes with diameter 150 mm for wash-out chamber and inlet pipe (in the case of chamber Type-A) , the item includes all pipes, fittings, gaskets, flexible joint, bolts, nut, washers, non-shrink mortar and all required works for completion and performance of the work item in accordance with the Contract Drawings, Specifications, the Ministerial Decree No. (277 / 2000) and its annexes No. 14 /2002) and the Engineer's instructions. | ECH | 10 | 2 | 200 | 400 | OTH | El Tawakol | 14.11 - Abou Hussein-BILL NO.2 : Force Main Pipeline--2.3.6 | Supplying, installing, connecting and testing of ductile iron pipes with diameter 150 mm for wash-out chamber and inlet pipe (in the case of chamber Type-A) , the item includes all pipes, fittings, gaskets, flexible joint, bolts, nut, washers, non-shrink mortar and all required works for completion and performance of the work item in accordance with the Contract Drawings, Specifications, the Ministerial Decree No. (277 / 2000) and its annexes No. 14 /2002) and the Engineer's instructions. | ECH | 2 | 533 | 1066 | EGP | OTH
Qasr Rashwan - Lot B _0208 |  | RFQ-00055 | Mostafa Shourbagi | MEP (Electro Mechanical) | 2024-08-26 | Ductile Iron Materials | Approved | 15.11 - Al Burm-Bill No. 2: Force Main Pipeline--2.3.6 | Supplying, installing, connecting and testing of ductile iron pipes with diameter 150 mm for wash-out chamber and inlet pipe (in the case of chamber Type-A) , the item includes all pipes, fittings, gaskets, flexible joint, bolts, nut, washers, non-shrink mortar and all required works for completion and performance of the work item in accordance with the Contract Drawings, Specifications, the Ministerial Decree No. (277 / 2000) and its annexes No. 14 /2002) and the Engineer's instructions. | ECH | 15 | 1 | 200 | 200 | OTH | El Tawakol | 15.11 - Al Burm-Bill No. 2: Force Main Pipeline--2.3.6 | Supplying, installing, connecting and testing of ductile iron pipes with diameter 150 mm for wash-out chamber and inlet pipe (in the case of chamber Type-A) , the item includes all pipes, fittings, gaskets, flexible joint, bolts, nut, washers, non-shrink mortar and all required works for completion and performance of the work item in accordance with the Contract Drawings, Specifications, the Ministerial Decree No. (277 / 2000) and its annexes No. 14 /2002) and the Engineer's instructions. | ECH | 1 | 533 | 533 | EGP | OTH
Qasr Rashwan - Lot B _0208 |  | RFQ-00055 | Mostafa Shourbagi | MEP (Electro Mechanical) | 2024-08-26 | Ductile Iron Materials | Approved | 13.11 - Salih Shamatah-Bill No.2: Force Main Pipeline--2.3.6 | Supplying, installing, connecting and testing of ductile iron pipes with diameter 150 mm for wash-out chamber and inlet pipe (in the case of chamber Type-A) , the item includes all pipes, fittings, gaskets, flexible joint, bolts, nut, washers, non-shrink mortar and all required works for completion and performance of the work item in accordance with the Contract Drawings, Specifications, the Ministerial Decree No. (277 / 2000) and its annexes No. 14 /2002) and the Engineer's instructions. | ECH | 15 | 3 | 200 | 600 | OTH | El Tawakol | 13.11 - Salih Shamatah-Bill No.2: Force Main Pipeline--2.3.6 | Supplying, installing, connecting and testing of ductile iron pipes with diameter 150 mm for wash-out chamber and inlet pipe (in the case of chamber Type-A) , the item includes all pipes, fittings, gaskets, flexible joint, bolts, nut, washers, non-shrink mortar and all required works for completion and performance of the work item in accordance with the Contract Drawings, Specifications, the Ministerial Decree No. (277 / 2000) and its annexes No. 14 /2002) and the Engineer's instructions. | ECH | 3 | 533 | 1599 | EGP | OTH
Qasr Rashwan - Lot B _0208 |  | RFQ-00055 | Mostafa Shourbagi | MEP (Electro Mechanical) | 2024-08-26 | Ductile Iron Materials | Approved | 12.11 - Suleiman Tadrus-Bill No.2: Force Main Pipeline--2.3.6 | Supplying, installing, connecting and testing of ductile iron pipes with diameter 150 mm for wash-out chamber and inlet pipe (in the case of chamber Type-A) , the item includes all pipes, fittings, gaskets, flexible joint, bolts, nut, washers, non-shrink mortar and all required works for completion and performance of the work item in accordance with the Contract Drawings, Specifications, the Ministerial Decree No. (277 / 2000) and its annexes No. 14 /2002) and the Engineer's instructions. | ECH | 10 | 5 | 200 | 1000 | OTH | El Tawakol | 12.11 - Suleiman Tadrus-Bill No.2: Force Main Pipeline--2.3.6 | Supplying, installing, connecting and testing of ductile iron pipes with diameter 150 mm for wash-out chamber and inlet pipe (in the case of chamber Type-A) , the item includes all pipes, fittings, gaskets, flexible joint, bolts, nut, washers, non-shrink mortar and all required works for completion and performance of the work item in accordance with the Contract Drawings, Specifications, the Ministerial Decree No. (277 / 2000) and its annexes No. 14 /2002) and the Engineer's instructions. | ECH | 5 | 533 | 2665 | EGP | OTH
Qasr Rashwan - Lot B _0208 |  | RFQ-00055 | Mostafa Shourbagi | MEP (Electro Mechanical) | 2024-08-26 | Ductile Iron Materials | Approved | 11.11 - Abd Al Rahman Ibrahim-Bill No.2: Force Main Pipeline-2.3.5-c | 90º (150mm) | ECH | 1 | 1 | 1498.5 | 1498.5 | MAT_Raw | El Tawakol | 11.11 - Abd Al Rahman Ibrahim-Bill No.2: Force Main Pipeline-2.3.5-c | 90º (150mm) | ECH | 1 | 1480 | 1480 | EGP | MAT_Raw
Qasr Rashwan - Lot B _0208 |  | RFQ-00055 | Mostafa Shourbagi | MEP (Electro Mechanical) | 2024-08-26 | Ductile Iron Materials | Approved | 10.11 - Abd Al Azeem Al Sofy -Bill No.2: Force Main Pipeline-2.5.5-c | 90º (150mm) | ECH | 3 | 3 | 1498.5 | 4495.5 | MAT_Raw | El Tawakol | 10.11 - Abd Al Azeem Al Sofy -Bill No.2: Force Main Pipeline-2.5.5-c | 90º (150mm) | ECH | 3 | 1480 | 4440 | EGP | MAT_Raw
Qasr Rashwan - Lot B _0208 |  | RFQ-00055 | Mostafa Shourbagi | MEP (Electro Mechanical) | 2024-08-26 | Ductile Iron Materials | Approved | 11.11 - Abd Al Rahman Ibrahim-Bill No.2: Force Main Pipeline-2.5.5-e | 90º (150mm) | ECH | 6 | 6 | 1498.5 | 8991 | MAT_Raw | El Tawakol | 11.11 - Abd Al Rahman Ibrahim-Bill No.2: Force Main Pipeline-2.5.5-e | 90º (150mm) | ECH | 6 | 1480 | 8880 | EGP | MAT_Raw
Qasr Rashwan - Lot B _0208 |  | RFQ-00055 | Mostafa Shourbagi | MEP (Electro Mechanical) | 2024-08-26 | Ductile Iron Materials | Approved | 10.11 - Abd Al Azeem Al Sofy -Bill No.2: Force Main Pipeline-2.3.5-a | 90º (150mm) | ECH | 2 | 2 | 1498.5 | 2997 | MAT_Raw | El Tawakol | 10.11 - Abd Al Azeem Al Sofy -Bill No.2: Force Main Pipeline-2.3.5-a | 90º (150mm) | ECH | 2 | 1480 | 2960 | EGP | MAT_Raw
Qasr Rashwan - Lot B _0208 |  | RFQ-00055 | Mostafa Shourbagi | MEP (Electro Mechanical) | 2024-08-26 | Ductile Iron Materials | Approved | 14.11 - Abou Hussein-BILL NO.2 : Force Main Pipeline-2.3.5-a | 90º (150mm) | ECH | 1 | 1 | 1498.5 | 1498.5 | MAT_Raw | El Tawakol | 14.11 - Abou Hussein-BILL NO.2 : Force Main Pipeline-2.3.5-a | 90º (150mm) | ECH | 1 | 1480 | 1480 | EGP | MAT_Raw
Qasr Rashwan - Lot B _0208 |  | RFQ-00055 | Mostafa Shourbagi | MEP (Electro Mechanical) | 2024-08-26 | Ductile Iron Materials | Approved | 13.11 - Salih Shamatah-Bill No.2: Force Main Pipeline-2.5.5-b | 90º (150mm) | ECH | 1 | 1 | 1498.5 | 1498.5 | MAT_Raw | El Tawakol | 13.11 - Salih Shamatah-Bill No.2: Force Main Pipeline-2.5.5-b | 90º (150mm) | ECH | 1 | 1480 | 1480 | EGP | MAT_Raw
Qasr Rashwan - Lot B _0208 |  | RFQ-00055 | Mostafa Shourbagi | MEP (Electro Mechanical) | 2024-08-26 | Ductile Iron Materials | Approved | 14.11 - Abou Hussein-BILL NO.2 : Force Main Pipeline-2.5.5-b | 90º (150mm) | ECH | 1 | 1 | 1498.5 | 1498.5 | MAT_Raw | El Tawakol | 14.11 - Abou Hussein-BILL NO.2 : Force Main Pipeline-2.5.5-b | 90º (150mm) | ECH | 1 | 1480 | 1480 | EGP | MAT_Raw
Qasr Rashwan - Lot B _0208 |  | RFQ-00055 | Mostafa Shourbagi | MEP (Electro Mechanical) | 2024-08-26 | Ductile Iron Materials | Approved | 13.11 - Salih Shamatah-Bill No.2: Force Main Pipeline-2.3.5-a | 45º (200mm) | ECH | 1 | 1 | 2061.45 | 2061.45 | MAT_Raw | El Tawakol | 13.11 - Salih Shamatah-Bill No.2: Force Main Pipeline-2.3.5-a | 45º (200mm) | ECH | 1 | 2035 | 2035 | EGP | MAT_Raw
Qasr Rashwan - Lot B _0208 |  | RFQ-00055 | Mostafa Shourbagi | MEP (Electro Mechanical) | 2024-08-26 | Ductile Iron Materials | Approved | 15.11 - Al Burm-Bill No. 2: Force Main Pipeline-2.3.5-a | 90º (150mm) | ECH | 1 | 1 | 1498.5 | 1498.5 | MAT_Raw | El Tawakol | 15.11 - Al Burm-Bill No. 2: Force Main Pipeline-2.3.5-a | 90º (150mm) | ECH | 1 | 1480 | 1480 | EGP | MAT_Raw
Qasr Rashwan - Lot B _0208 |  | RFQ-00055 | Mostafa Shourbagi | MEP (Electro Mechanical) | 2024-08-26 | Ductile Iron Materials | Approved | 11.11 - Abd Al Rahman Ibrahim-Bill No.2: Force Main Pipeline-2.3.5-b | 45º (300mm) | ECH | 1 | 1 | 5844.15 | 5844.15 | MAT_Raw | El Tawakol | 11.11 - Abd Al Rahman Ibrahim-Bill No.2: Force Main Pipeline-2.3.5-b | 45º (300mm) | ECH | 1 | 5772 | 5772 | EGP | MAT_Raw
Qasr Rashwan - Lot B _0208 |  | RFQ-00055 | Mostafa Shourbagi | MEP (Electro Mechanical) | 2024-08-26 | Ductile Iron Materials | Approved | 12.11 - Suleiman Tadrus-Bill No.2: Force Main Pipeline-2.3.5-a | 90º (150mm) | ECH | 3 | 3 | 1498.5 | 4495.5 | MAT_Raw | El Tawakol | 12.11 - Suleiman Tadrus-Bill No.2: Force Main Pipeline-2.3.5-a | 90º (150mm) | ECH | 3 | 1480 | 4440 | EGP | MAT_Raw
Qasr Rashwan - Lot B _0208 |  | RFQ-00055 | Mostafa Shourbagi | MEP (Electro Mechanical) | 2024-08-26 | Ductile Iron Materials | Approved | 12.11 - Suleiman Tadrus-Bill No.2: Force Main Pipeline-2.5.5-c | 90º (150mm) | ECH | 3 | 2 | 1498.5 | 2997 | MAT_Raw | El Tawakol | 12.11 - Suleiman Tadrus-Bill No.2: Force Main Pipeline-2.5.5-c | 90º (150mm) | ECH | 2 | 1480 | 2960 | EGP | MAT_Raw
Qasr Rashwan - Lot B _0208 |  | RFQ-00055 | Mostafa Shourbagi | MEP (Electro Mechanical) | 2024-08-26 | Ductile Iron Materials | Approved | 11.11 - Abd Al Rahman Ibrahim-Bill No.2: Force Main Pipeline-2.3.5-a | 45º (350mm) | ECH | 1 | 1 | 5694.3 | 5694.3 | MAT_Raw | El Tawakol | 11.11 - Abd Al Rahman Ibrahim-Bill No.2: Force Main Pipeline-2.3.5-a | 45º (350mm) | ECH | 1 | 5624 | 5624 | EGP | MAT_Raw
Qasr Rashwan - Lot B _0208 |  | RFQ-00055 | Mostafa Shourbagi | MEP (Electro Mechanical) | 2024-08-26 | Ductile Iron Materials | Approved | 13.11 - Salih Shamatah-Bill No.2: Force Main Pipeline-2.3.5-b | 90º (150mm) | ECH | 2 | 2 | 1498.5 | 2997 | MAT_Raw | El Tawakol | 13.11 - Salih Shamatah-Bill No.2: Force Main Pipeline-2.3.5-b | 90º (150mm) | ECH | 2 | 1480 | 2960 | EGP | MAT_Raw
Qasr Rashwan - Lot B _0208 |  | RFQ-00055 | Mostafa Shourbagi | MEP (Electro Mechanical) | 2024-08-26 | Ductile Iron Materials | Approved | 14.11 - Abou Hussein-BILL NO.2 : Force Main Pipeline-2.5.5-a | 90º (200mm) | ECH | 4 | 4 | 2323.35 | 9293.4 | MAT_Raw | El Tawakol | 14.11 - Abou Hussein-BILL NO.2 : Force Main Pipeline-2.5.5-a | 90º (200mm) | ECH | 4 | 2294 | 9176 | EGP | MAT_Raw
Qasr Rashwan - Lot B _0208 |  | RFQ-00055 | Mostafa Shourbagi | MEP (Electro Mechanical) | 2024-08-26 | Ductile Iron Materials | Approved | 11.11 - Abd Al Rahman Ibrahim-Bill No.2: Force Main Pipeline-2.5.5-a | 90º (350mm) | ECH | 16 | 16 | 6743.25 | 107892 | MAT_Raw | El Tawakol | 11.11 - Abd Al Rahman Ibrahim-Bill No.2: Force Main Pipeline-2.5.5-a | 90º (350mm) | ECH | 16 | 6660 | 106560 | EGP | MAT_Raw
Qasr Rashwan - Lot B _0208 |  | RFQ-00055 | Mostafa Shourbagi | MEP (Electro Mechanical) | 2024-08-26 | Ductile Iron Materials | Approved | 12.11 - Suleiman Tadrus-Bill No.2: Force Main Pipeline-2.5.5-a | 90º (300mm) | ECH | 8 | 8 | 5244.75 | 41958 | MAT_Raw | El Tawakol | 12.11 - Suleiman Tadrus-Bill No.2: Force Main Pipeline-2.5.5-a | 90º (300mm) | ECH | 8 | 5180 | 41440 | EGP | MAT_Raw
Qasr Rashwan - Lot B _0208 |  | RFQ-00055 | Mostafa Shourbagi | MEP (Electro Mechanical) | 2024-08-26 | Ductile Iron Materials | Approved | 12.11 - Suleiman Tadrus-Bill No.2: Force Main Pipeline-2.5.5-b | 90º (200mm) | ECH | 4 | 4 | 2323.35 | 9293.4 | MAT_Raw | El Tawakol | 12.11 - Suleiman Tadrus-Bill No.2: Force Main Pipeline-2.5.5-b | 90º (200mm) | ECH | 4 | 2294 | 9176 | EGP | MAT_Raw
Qasr Rashwan - Lot B _0208 |  | RFQ-00055 | Mostafa Shourbagi | MEP (Electro Mechanical) | 2024-08-26 | Ductile Iron Materials | Approved | 11.11 - Abd Al Rahman Ibrahim-Bill No.2: Force Main Pipeline-2.5.5-d | 90º (200mm) | ECH | 4 | 4 | 2323.35 | 9293.4 | MAT_Raw | El Tawakol | 11.11 - Abd Al Rahman Ibrahim-Bill No.2: Force Main Pipeline-2.5.5-d | 90º (200mm) | ECH | 4 | 2294 | 9176 | EGP | MAT_Raw
Qasr Rashwan - Lot B _0208 |  | RFQ-00055 | Mostafa Shourbagi | MEP (Electro Mechanical) | 2024-08-26 | Ductile Iron Materials | Approved | 15.11 - Al Burm-Bill No. 2: Force Main Pipeline-2.5.5-a | 90º (250mm) | ECH | 4 | 4 | 4371.3 | 17485.2 | MAT_Raw | El Tawakol | 15.11 - Al Burm-Bill No. 2: Force Main Pipeline-2.5.5-a | 90º (250mm) | ECH | 4 | 3700 | 14800 | EGP | MAT_Raw
Qasr Rashwan - Lot B _0208 |  | RFQ-00055 | Mostafa Shourbagi | MEP (Electro Mechanical) | 2024-08-26 | Ductile Iron Materials | Approved | 10.11 - Abd Al Azeem Al Sofy -Bill No.2: Force Main Pipeline-2.5.5-a | 90º (400mm) | ECH | 10 | 8 | 8691.3 | 69530.4 | MAT_Raw | El Tawakol | 10.11 - Abd Al Azeem Al Sofy -Bill No.2: Force Main Pipeline-2.5.5-a | 90º (400mm) | ECH | 8 | 8584 | 68672 | EGP | MAT_Raw
Qasr Rashwan - Lot B _0208 |  | RFQ-00055 | Mostafa Shourbagi | MEP (Electro Mechanical) | 2024-08-26 | Ductile Iron Materials | Approved | 10.11 - Abd Al Azeem Al Sofy -Bill No.2: Force Main Pipeline-2.5.5-b | 90º (250mm) | ECH | 4 | 4 | 4371.3 | 17485.2 | MAT_Raw | El Tawakol | 10.11 - Abd Al Azeem Al Sofy -Bill No.2: Force Main Pipeline-2.5.5-b | 90º (250mm) | ECH | 4 | 3700 | 14800 | EGP | MAT_Raw
Qasr Rashwan - Lot B _0208 |  | RFQ-00056 | Mostafa Shourbagi | MEP (Electro Mechanical) | 2024-08-26 | PVC Conduits & Access. | Approved | 10.14 - Abd Al Azeem Al Sofy-BILL NO. 3.3: Main Pump Station-3.3.19- | Supply, install, connect and test a complete closed circuit surveillance TV (CCTV) system complete with Weatherproof fixed camera HD, Weatherproof Motorized cameras HD, DVR, Rack, UPS, Joystick, remote controller, color photos printer, conduits, Coaxial cables, control cables, LED screen, boxes between devices, UPS....etc. and all necessary works to complete works as per specifications and contract documents. | LS | 1 | 1 | 26000 | 26000 | MAT_Raw | Techno Gulf | 10.14 - Abd Al Azeem Al Sofy-BILL NO. 3.3: Main Pump Station-3.3.19- | Supply, install, connect and test a complete closed circuit surveillance TV (CCTV) system complete with Weatherproof fixed camera HD, Weatherproof Motorized cameras HD, DVR, Rack, UPS, Joystick, remote controller, color photos printer, conduits, Coaxial cables, control cables, LED screen, boxes between devices, UPS....etc. and all necessary works to complete works as per specifications and contract documents. | LS | 1 | 8482.79 | 8482.79 | EGP | MAT_Raw
Qasr Rashwan - Lot B _0208 |  | RFQ-00056 | Mostafa Shourbagi | MEP (Electro Mechanical) | 2024-08-26 | PVC Conduits & Access. | Approved | 13.14 - Iz.Salih Shamatah-BILL NO. 3.3: Main Pump Station-3.3.19- | Supply, install, connect and test a complete closed circuit surveillance TV (CCTV) system complete with Weatherproof fixed camera HD, Weatherproof Motorized cameras HD, DVR, Rack, UPS, Joystick, remote controller, color photos printer, conduits, Coaxial cables, control cables, LED screen, boxes between devices, UPS....etc. and all necessary works to complete works as per specifications and contract documents. | LS | 1 | 1 | 26000 | 26000 | MAT_Raw | Techno Gulf | 13.14 - Iz.Salih Shamatah-BILL NO. 3.3: Main Pump Station-3.3.19- | Supply, install, connect and test a complete closed circuit surveillance TV (CCTV) system complete with Weatherproof fixed camera HD, Weatherproof Motorized cameras HD, DVR, Rack, UPS, Joystick, remote controller, color photos printer, conduits, Coaxial cables, control cables, LED screen, boxes between devices, UPS....etc. and all necessary works to complete works as per specifications and contract documents. | LS | 1 | 8482.79 | 8482.79 | EGP | MAT_Raw
Qasr Rashwan - Lot B _0208 |  | RFQ-00056 | Mostafa Shourbagi | MEP (Electro Mechanical) | 2024-08-26 | PVC Conduits & Access. | Approved | 14.14 - Iz. Abou Hussein-BILL NO. 3.3: Main Pump Station-3.3.19- | Supply, install, connect and test a complete closed circuit surveillance TV (CCTV) system complete with Weatherproof fixed camera HD, Weatherproof Motorized cameras HD, DVR, Rack, UPS, Joystick, remote controller, color photos printer, conduits, Coaxial cables, control cables, LED screen, boxes between devices, UPS....etc. and all necessary works to complete works as per specifications and contract documents. | LS | 1 | 1 | 26000 | 26000 | MAT_Raw | Techno Gulf | 14.14 - Iz. Abou Hussein-BILL NO. 3.3: Main Pump Station-3.3.19- | Supply, install, connect and test a complete closed circuit surveillance TV (CCTV) system complete with Weatherproof fixed camera HD, Weatherproof Motorized cameras HD, DVR, Rack, UPS, Joystick, remote controller, color photos printer, conduits, Coaxial cables, control cables, LED screen, boxes between devices, UPS....etc. and all necessary works to complete works as per specifications and contract documents. | LS | 1 | 8482.79 | 8482.79 | EGP | MAT_Raw
Qasr Rashwan - Lot B _0208 |  | RFQ-00056 | Mostafa Shourbagi | MEP (Electro Mechanical) | 2024-08-26 | PVC Conduits & Access. | Approved | 11.14 - Abd Al Rahman Ibrahim-BILL NO. 3.3: Main Pump Station-3.3.19- | Supply, install, connect and test a complete closed circuit surveillance TV (CCTV) system complete with Weatherproof fixed camera HD, Weatherproof Motorized cameras HD, DVR, Rack, UPS, Joystick, remote controller, color photos printer, conduits, Coaxial cables, control cables, LED screen, boxes between devices, UPS....etc. and all necessary works to complete works as per specifications and contract documents. | LS | 1 | 1 | 26000 | 26000 | MAT_Raw | Techno Gulf | 11.14 - Abd Al Rahman Ibrahim-BILL NO. 3.3: Main Pump Station-3.3.19- | Supply, install, connect and test a complete closed circuit surveillance TV (CCTV) system complete with Weatherproof fixed camera HD, Weatherproof Motorized cameras HD, DVR, Rack, UPS, Joystick, remote controller, color photos printer, conduits, Coaxial cables, control cables, LED screen, boxes between devices, UPS....etc. and all necessary works to complete works as per specifications and contract documents. | LS | 1 | 8482.79 | 8482.79 | EGP | MAT_Raw
Qasr Rashwan - Lot B _0208 |  | RFQ-00056 | Mostafa Shourbagi | MEP (Electro Mechanical) | 2024-08-26 | PVC Conduits & Access. | Approved | Total | Conduits | LS | 1 | 1 | 78195.58 | 78195.58 | MAT_Raw | Techno Gulf | Total | Conduits | LS | 1 | 80000 | 80000 | EGP | MAT_Raw
Qasr Rashwan - Lot B _0208 |  | RFQ-00057 | Mostafa Shourbagi | MEP (Electro Mechanical) | 2024-08-26 | Electrical Wires | Approved | Total | Wires | LS | 1 | 1 | 182456.35 | 182456.35 | MAT_Raw | المتحدة للصناعات - السويدى | Total | Wires | LS | 1 | 297669.96 | 297669.96 | EGP | MAT_Raw
Creeks URBN K _0192 |  | RFQ-00036 | Purchasing Engineers | Purchasing | 2024-08-26 | Ready Mix Concrete -C-010 | Approved | all buildings | Supply Ready Mix Concrete Compressive Strength 180 Kg/cm2 Screed 280 Kg/m3 Including Water, Sand, Cement and all Required Additives According to Approved Trial Mix And Specifications. | CBM | 25 | 25 | 1296 | 32400 | RC | ELsewedy for readymix | all buildings | Supply Ready Mix Concrete Compressive Strength 180 Kg/cm2 Screed 280 Kg/m3 Including Water, Sand, Cement and all Required Additives According to Approved Trial Mix And Specifications. | CBM | 25 | 1296 | 32400 | EGP | RC
Creeks URBN K _0192 |  | RFQ-00036 | Purchasing Engineers | Purchasing | 2024-08-26 | Ready Mix Concrete -C-010 | Approved | all buildings | Supply Ready Mix Concrete Compressive Strength 200 Kg/cm2 OPC 280 Kg/m3 Including Water, Sand, Cement and all Required Additives According to Approved Trial Mix And Specifications. | CBM | 0 | 1 | 0 | 0 | RC | ELsewedy for readymix | all buildings | Supply Ready Mix Concrete Compressive Strength 200 Kg/cm2 OPC 280 Kg/m3 Including Water, Sand, Cement and all Required Additives According to Approved Trial Mix And Specifications. | CBM | 1 | 1321 | 1321 | EGP | RC
Creeks URBN K _0192 |  | RFQ-00036 | Purchasing Engineers | Purchasing | 2024-08-26 | Ready Mix Concrete -C-010 | Approved | all buildings | Supply Ready Mix Concrete Compressive Strength 250 Kg/cm2 OPC 325Kg/m3 Including Water, Sand, Cement and all Required Additives According to Approved Trial Mix And Specifications. | CBM | 0 | 1 | 0 | 0 | RC | ELsewedy for readymix | all buildings | Supply Ready Mix Concrete Compressive Strength 250 Kg/cm2 OPC 325Kg/m3 Including Water, Sand, Cement and all Required Additives According to Approved Trial Mix And Specifications. | CBM | 1 | 1442 | 1442 | EGP | RC
Creeks URBN K _0192 |  | RFQ-00036 | Purchasing Engineers | Purchasing | 2024-08-26 | Ready Mix Concrete -C-010 | Approved | all buildings | Supply Ready Mix Concrete Compressive Strength 300 Kg/cm2 WP 350 Kg/m3 Including Water, Sand, Cement and all Required Additives According to Approved Trial Mix And Specifications. | CBM | 0 | 1 | 0 | 0 | RC | ELsewedy for readymix | all buildings | Supply Ready Mix Concrete Compressive Strength 300 Kg/cm2 WP 350 Kg/m3 Including Water, Sand, Cement and all Required Additives According to Approved Trial Mix And Specifications. | CBM | 1 | 1510 | 1510 | EGP | RC
Creeks URBN K _0192 |  | RFQ-00036 | Purchasing Engineers | Purchasing | 2024-08-26 | Ready Mix Concrete -C-010 | Approved | all buildings | Supply Ready Mix Concrete Compressive Strength 400 Kg/cm2 OPC 420 Kg/m3 Including Water, Sand, Cement and all Required Additives According to Approved Trial Mix And Specifications. | CBM | 450 | 450 | 1672 | 752400 | RC | ELsewedy for readymix | all buildings | Supply Ready Mix Concrete Compressive Strength 400 Kg/cm2 OPC 420 Kg/m3 Including Water, Sand, Cement and all Required Additives According to Approved Trial Mix And Specifications. | CBM | 450 | 1672 | 752400 | EGP | RC
Creeks URBN K _0192 |  | RFQ-00036 | Purchasing Engineers | Purchasing | 2024-08-26 | Ready Mix Concrete -C-010 | Approved | all buildings | Supply Ready Mix Concrete Compressive Strength 400 Kg/cm2 OPC WP 420 Kg/m3 Including Water, Sand, Cement and all Required Additives According to Approved Trial Mix And Specifications. | CBM | 0 | 1 | 0 | 0 | RC | ELsewedy for readymix | all buildings | Supply Ready Mix Concrete Compressive Strength 400 Kg/cm2 OPC WP 420 Kg/m3 Including Water, Sand, Cement and all Required Additives According to Approved Trial Mix And Specifications. | CBM | 1 | 1697 | 1697 | EGP | RC
Creeks URBN K _0192 |  | RFQ-00036 | Purchasing Engineers | Purchasing | 2024-08-26 | Ready Mix Concrete -C-010 | Approved | all buildings | Supply Ready Mix Concrete Compressive Strength 300 Kg/cm2 OPC 350 Kg/m3 Including Water, Sand, Cement and all Required Additives According to Approved Trial Mix And Specifications. | CBM | 1685 | 1685 | 1484 | 2500540 | RC | ELsewedy for readymix | all buildings | Supply Ready Mix Concrete Compressive Strength 300 Kg/cm2 OPC 350 Kg/m3 Including Water, Sand, Cement and all Required Additives According to Approved Trial Mix And Specifications. | CBM | 1685 | 1484 | 2500540 | EGP | RC
Qasr Rashwan Lot A _0207 |  | RFQ-00052 | Purchasing Engineers | Purchasing | 2024-08-20 | Ready mix Concrete (PUR-LPO-QRA-C-02-2024) | Approved | Total | Ready Mix Concrete 200 kg/cm2, OPC CC 300 kg/m3 | CBM | 51.39 | 51.39 | 1175 | 60383.25 | RC | الاخلاص للمقاولات المتكامله وتوريد الخرسانه الجاهز | Total | Ready Mix Concrete 200 kg/cm2, OPC CC 300 kg/m3 | CBM | 51.39 | 1440 | 74001.6 | EGP | RC
Qasr Rashwan Lot A _0207 |  | RFQ-00052 | Purchasing Engineers | Purchasing | 2024-08-20 | Ready mix Concrete (PUR-LPO-QRA-C-02-2024) | Approved | Total | Ready Mix Concrete 300 kg/cm2, OPC CC 400 kg/m3 | CBM | 199.1 | 50 | 1205 | 60250 | RC | الاخلاص للمقاولات المتكامله وتوريد الخرسانه الجاهز | Total | Ready Mix Concrete 300 kg/cm2, OPC CC 400 kg/m3 | CBM | 50 | 1630 | 81500 | EGP | RC
Qasr Rashwan Lot A _0207 |  | RFQ-00052 | Purchasing Engineers | Purchasing | 2024-08-20 | Ready mix Concrete (PUR-LPO-QRA-C-02-2024) | Approved | Total | Ready Mix Concrete 250 kg/cm2, OPC CC 350 kg/m3 | CBM | 154.07 | 150 | 1265 | 189750 | RC | الاخلاص للمقاولات المتكامله وتوريد الخرسانه الجاهز | Total | Ready Mix Concrete 250 kg/cm2, OPC CC 350 kg/m3 | CBM | 150 | 1530 | 229500 | EGP | RC
Qasr Rashwan Lot A _0207 |  | RFQ-00052 | Purchasing Engineers | Purchasing | 2024-08-20 | Ready mix Concrete (PUR-LPO-QRA-C-02-2024) | Approved | Total | Pump up 36 to 52m | ECH | 962.55 | 1 | 110 | 110 | SC_Apply | الاخلاص للمقاولات المتكامله وتوريد الخرسانه الجاهز | Total | Pump up 36 to 52m | ECH | 1 | 1 | 1 | EGP | SC_Apply
Qasr Rashwan Lot A _0207 |  | RFQ-00052 | Purchasing Engineers | Purchasing | 2024-08-20 | Ready mix Concrete (PUR-LPO-QRA-C-02-2024) | Approved | Total | Waterproof additives | CBM | 0 | 0 | 0 | 0 | RC | الاخلاص للمقاولات المتكامله وتوريد الخرسانه الجاهز | Total | Waterproof additives | CBM | 0 | 25 | 0 | EGP | RC
Qasr Rashwan Lot A _0207 |  | RFQ-00052 | Purchasing Engineers | Purchasing | 2024-08-20 | Ready mix Concrete (PUR-LPO-QRA-C-02-2024) | Approved | Total | Ready Mix Concrete 250 kg/cm2, SRC CC 350 kg/m3 | CBM | 340.14 | 150 | 1300 | 195000 | RC | الاخلاص للمقاولات المتكامله وتوريد الخرسانه الجاهز | Total | Ready Mix Concrete 250 kg/cm2, SRC CC 350 kg/m3 | CBM | 150 | 1575 | 236250 | EGP | RC
Qasr Rashwan Lot A _0207 |  | RFQ-00052 | Purchasing Engineers | Purchasing | 2024-08-20 | Ready mix Concrete (PUR-LPO-QRA-C-02-2024) | Approved | Total | Ready Mix Concrete 300 kg/cm2, SRC CC 400 kg/m3 | CBM | 1454.19 | 500 | 1395 | 697500 | RC | الاخلاص للمقاولات المتكامله وتوريد الخرسانه الجاهز | Total | Ready Mix Concrete 300 kg/cm2, SRC CC 400 kg/m3 | CBM | 500 | 1680 | 840000 | EGP | RC
Qasr Rashwan Lot A _0207 |  | RFQ-00051 | Ahmed Sameh | MEP (Electro Mechanical) | 2024-08-19 | supply of wiring devices | Approved | 12.14 - Mansheya Fanous-Main Pump Station NO. 3.2-3.2.4-b | Industrial Single Phase Switched Power Socket 220v, 25A, 2-pin Type Complete With Earthing Contact And Cover. | NO | 1 | 1 | 3023.75 | 3023.75 | MAT_Raw | Mega Electric | 12.14 - Mansheya Fanous-Main Pump Station NO. 3.2-3.2.4-b | Industrial Single Phase Switched Power Socket 220v, 25A, 2-pin Type Complete With Earthing Contact And Cover. | NO | 1 | 16.61 | 16.61 | EUR | MAT_Raw
Katameya Creeks |  | RFQ-00088 | Youssef Abd El Kream | MEP (Electro Mechanical) | 2024-08-15 | Cable Glands | Approved | SERVICE 20 G.Basement.1-3 | جلاند بلاستيك مقاس 29 PG | ECH | 108 | 108 | 0 | 0 | SC_Supply/Apply | POWER MARKET -HANY AMIN | SERVICE 20 G.Basement.1-3 | جلاند بلاستيك مقاس 29 PG | ECH | 108 | 29 | 3132 | EGP | SC_Supply/Apply
Katameya Creeks |  | RFQ-00088 | Youssef Abd El Kream | MEP (Electro Mechanical) | 2024-08-15 | Cable Glands | Approved | SERVICE 20 G.Basement.1-3 | جلاند بلاستيك مقاس 13.5 PG | ECH | 10 | 10 | 0 | 0 | SC_Supply/Apply | POWER MARKET -HANY AMIN | SERVICE 20 G.Basement.1-3 | جلاند بلاستيك مقاس 13.5 PG | ECH | 10 | 13 | 130 | EGP | SC_Supply/Apply
Katameya Creeks |  | RFQ-00088 | Youssef Abd El Kream | MEP (Electro Mechanical) | 2024-08-15 | Cable Glands | Approved | SERVICE 20 G.Basement.1-3 | جلاند بلاستيك مقاس 11 PG | ECH | 234 | 234 | 0 | 0 | SC_Supply/Apply | POWER MARKET -HANY AMIN | SERVICE 20 G.Basement.1-3 | جلاند بلاستيك مقاس 11 PG | ECH | 234 | 8 | 1872 | EGP | SC_Supply/Apply
Katameya Creeks |  | RFQ-00088 | Youssef Abd El Kream | MEP (Electro Mechanical) | 2024-08-15 | Cable Glands | Approved | SERVICE 20 G.Basement.1-3 | PVC Cable Gland PG-9 | ECH | 438 | 438 | 0 | 0 | SC_Supply/Apply | POWER MARKET -HANY AMIN | SERVICE 20 G.Basement.1-3 | PVC Cable Gland PG-9 | ECH | 438 | 6.8 | 2978.4 | EGP | SC_Supply/Apply
Katameya Creeks |  | RFQ-00088 | Youssef Abd El Kream | MEP (Electro Mechanical) | 2024-08-15 | Cable Glands | Approved | SERVICE 20 G.Basement.1-3 | PVC Cable Gland PG-7 | ECH | 50 | 50 | 0 | 0 | SC_Supply/Apply | POWER MARKET -HANY AMIN | SERVICE 20 G.Basement.1-3 | PVC Cable Gland PG-7 | ECH | 50 | 5.5 | 275 | EGP | SC_Supply/Apply
Katameya Creeks |  | RFQ-00088 | Youssef Abd El Kream | MEP (Electro Mechanical) | 2024-08-15 | Cable Glands | Approved | SERVICE 20 G.Basement.1-3 | جلاند بلاستيك مقاس 21 PG | ECH | 500 | 500 | 0 | 0 | SC_Supply/Apply | POWER MARKET -HANY AMIN | SERVICE 20 G.Basement.1-3 | جلاند بلاستيك مقاس 21 PG | ECH | 500 | 13 | 6500 | EGP | SC_Supply/Apply
Katameya Creeks |  | RFQ-00088 | Youssef Abd El Kream | MEP (Electro Mechanical) | 2024-08-15 | Cable Glands | Approved | SERVICE 20 G.Basement.1-3 | جلندة نحاس لكابل مسلح مقاس M 63S | ECH | 44 | 44 | 0 | 0 | SC_Supply/Apply | POWER MARKET -HANY AMIN | SERVICE 20 G.Basement.1-3 | جلندة نحاس لكابل مسلح مقاس M 63S | ECH | 44 | 1350 | 59400 | EGP | SC_Supply/Apply
Qasr Rashwan - Lot B _0208 |  | RFQ-00055 | Mostafa Shourbagi | MEP (Electro Mechanical) | 2024-08-26 | Ductile Iron Materials | Approved | 11.11 - Abd Al Rahman Ibrahim-Bill No.2: Force Main Pipeline-2.5.5-c | 90º (300mm) | ECH | 4 | 4 | 5244.75 | 20979 | MAT_Raw | El Tawakol | 11.11 - Abd Al Rahman Ibrahim-Bill No.2: Force Main Pipeline-2.5.5-c | 90º (300mm) | ECH | 4 | 5180 | 20720 | EGP | MAT_Raw
Qasr Rashwan - Lot B _0208 |  | RFQ-00055 | Mostafa Shourbagi | MEP (Electro Mechanical) | 2024-08-26 | Ductile Iron Materials | Approved | 13.11 - Salih Shamatah-Bill No.2: Force Main Pipeline-2.5.5-a | 90º (200mm) | ECH | 4 | 4 | 2323.35 | 9293.4 | MAT_Raw | El Tawakol | 13.11 - Salih Shamatah-Bill No.2: Force Main Pipeline-2.5.5-a | 90º (200mm) | ECH | 4 | 2294 | 9176 | EGP | MAT_Raw
Qasr Rashwan - Lot B _0208 |  | RFQ-00055 | Mostafa Shourbagi | MEP (Electro Mechanical) | 2024-08-26 | Ductile Iron Materials | Approved | 14.11 - Abou Hussein-BILL NO.2 : Force Main Pipeline-2.5.2-a | Tee 200/150 | ECH | 1 | 1 | 3446.55 | 3446.55 | MAT_Raw | El Tawakol | 14.11 - Abou Hussein-BILL NO.2 : Force Main Pipeline-2.5.2-a | Tee 200/150 | ECH | 1 | 3404 | 3404 | EGP | MAT_Raw
Qasr Rashwan - Lot B _0208 |  | RFQ-00055 | Mostafa Shourbagi | MEP (Electro Mechanical) | 2024-08-26 | Ductile Iron Materials | Approved | 11.11 - Abd Al Rahman Ibrahim-Bill No.2: Force Main Pipeline-2.3.2-a | Tee 350/150 | ECH | 2 | 2 | 8916.75 | 17833.5 | MAT_Raw | El Tawakol | 11.11 - Abd Al Rahman Ibrahim-Bill No.2: Force Main Pipeline-2.3.2-a | Tee 350/150 | ECH | 2 | 8806 | 17612 | EGP | MAT_Raw
Qasr Rashwan - Lot B _0208 |  | RFQ-00055 | Mostafa Shourbagi | MEP (Electro Mechanical) | 2024-08-26 | Ductile Iron Materials | Approved | 11.11 - Abd Al Rahman Ibrahim-Bill No.2: Force Main Pipeline-2.5.2-a | Tee 350/150 | ECH | 4 | 4 | 8916.75 | 35667 | MAT_Raw | El Tawakol | 11.11 - Abd Al Rahman Ibrahim-Bill No.2: Force Main Pipeline-2.5.2-a | Tee 350/150 | ECH | 4 | 8806 | 35224 | EGP | MAT_Raw
Qasr Rashwan - Lot B _0208 |  | RFQ-00055 | Mostafa Shourbagi | MEP (Electro Mechanical) | 2024-08-26 | Ductile Iron Materials | Approved | 13.11 - Salih Shamatah-Bill No.2: Force Main Pipeline-2.5.2-a | Tee 200/150 | ECH | 1 | 1 | 3446.55 | 3446.55 | MAT_Raw | El Tawakol | 13.11 - Salih Shamatah-Bill No.2: Force Main Pipeline-2.5.2-a | Tee 200/150 | ECH | 1 | 3404 | 3404 | EGP | MAT_Raw
Qasr Rashwan - Lot B _0208 |  | RFQ-00055 | Mostafa Shourbagi | MEP (Electro Mechanical) | 2024-08-26 | Ductile Iron Materials | Approved | 15.11 - Al Burm-Bill No. 2: Force Main Pipeline-2.3.2-b | Tee 250/100 | ECH | 3 | 3 | 5094.9 | 15284.7 | MAT_Raw | El Tawakol | 15.11 - Al Burm-Bill No. 2: Force Main Pipeline-2.3.2-b | Tee 250/100 | ECH | 3 | 5032 | 15096 | EGP | MAT_Raw
Qasr Rashwan - Lot B _0208 |  | RFQ-00055 | Mostafa Shourbagi | MEP (Electro Mechanical) | 2024-08-26 | Ductile Iron Materials | Approved | 13.11 - Salih Shamatah-Bill No.2: Force Main Pipeline-2.3.2-a | Tee 200/150 | ECH | 3 | 3 | 3446.55 | 10339.65 | MAT_Raw | El Tawakol | 13.11 - Salih Shamatah-Bill No.2: Force Main Pipeline-2.3.2-a | Tee 200/150 | ECH | 3 | 3404 | 10212 | EGP | MAT_Raw
Qasr Rashwan - Lot B _0208 |  | RFQ-00055 | Mostafa Shourbagi | MEP (Electro Mechanical) | 2024-08-26 | Ductile Iron Materials | Approved | 13.11 - Salih Shamatah-Bill No.2: Force Main Pipeline-2.3.2-b | Tee 200/100 | ECH | 5 | 5 | 3222.45 | 16112.25 | MAT_Raw | El Tawakol | 13.11 - Salih Shamatah-Bill No.2: Force Main Pipeline-2.3.2-b | Tee 200/100 | ECH | 5 | 3182 | 15910 | EGP | MAT_Raw
Qasr Rashwan - Lot B _0208 |  | RFQ-00055 | Mostafa Shourbagi | MEP (Electro Mechanical) | 2024-08-26 | Ductile Iron Materials | Approved | 10.11 - Abd Al Azeem Al Sofy -Bill No.2: Force Main Pipeline-2.3.2-a | Tee 400/150 | ECH | 2 | 2 | 11205 | 22410 | MAT_Raw | El Tawakol | 10.11 - Abd Al Azeem Al Sofy -Bill No.2: Force Main Pipeline-2.3.2-a | Tee 400/150 | ECH | 2 | 10767 | 21534 | EGP | MAT_Raw
Qasr Rashwan - Lot B _0208 |  | RFQ-00055 | Mostafa Shourbagi | MEP (Electro Mechanical) | 2024-08-26 | Ductile Iron Materials | Approved | 10.11 - Abd Al Azeem Al Sofy -Bill No.2: Force Main Pipeline-2.3.2-b | Tee 400/100 | ECH | 4 | 4 | 10714.95 | 42859.8 | MAT_Raw | El Tawakol | 10.11 - Abd Al Azeem Al Sofy -Bill No.2: Force Main Pipeline-2.3.2-b | Tee 400/100 | ECH | 4 | 10582 | 42328 | EGP | MAT_Raw
Qasr Rashwan - Lot B _0208 |  | RFQ-00055 | Mostafa Shourbagi | MEP (Electro Mechanical) | 2024-08-26 | Ductile Iron Materials | Approved | 10.11 - Abd Al Azeem Al Sofy -Bill No.2: Force Main Pipeline-2.3.2-c | Tee 250/150 | ECH | 1 | 1 | 5694.3 | 5694.3 | MAT_Raw | El Tawakol | 10.11 - Abd Al Azeem Al Sofy -Bill No.2: Force Main Pipeline-2.3.2-c | Tee 250/150 | ECH | 1 | 5328 | 5328 | EGP | MAT_Raw
Qasr Rashwan - Lot B _0208 |  | RFQ-00055 | Mostafa Shourbagi | MEP (Electro Mechanical) | 2024-08-26 | Ductile Iron Materials | Approved | 12.11 - Suleiman Tadrus-Bill No.2: Force Main Pipeline-2.3.2-c | Tee 200/100 | ECH | 2 | 2 | 3222.45 | 6444.9 | MAT_Raw | El Tawakol | 12.11 - Suleiman Tadrus-Bill No.2: Force Main Pipeline-2.3.2-c | Tee 200/100 | ECH | 2 | 3182 | 6364 | EGP | MAT_Raw
Qasr Rashwan - Lot B _0208 |  | RFQ-00055 | Mostafa Shourbagi | MEP (Electro Mechanical) | 2024-08-26 | Ductile Iron Materials | Approved | 10.11 - Abd Al Azeem Al Sofy -Bill No.2: Force Main Pipeline-2.5.2-a | Tee 400/150 | ECH | 2 | 2 | 11205 | 22410 | MAT_Raw | El Tawakol | 10.11 - Abd Al Azeem Al Sofy -Bill No.2: Force Main Pipeline-2.5.2-a | Tee 400/150 | ECH | 2 | 10767 | 21534 | EGP | MAT_Raw
Qasr Rashwan - Lot B _0208 |  | RFQ-00055 | Mostafa Shourbagi | MEP (Electro Mechanical) | 2024-08-26 | Ductile Iron Materials | Approved | 10.11 - Abd Al Azeem Al Sofy -Bill No.2: Force Main Pipeline-2.5.2-b | Tee 250/150 | ECH | 1 | 1 | 5694.3 | 5694.3 | MAT_Raw | El Tawakol | 10.11 - Abd Al Azeem Al Sofy -Bill No.2: Force Main Pipeline-2.5.2-b | Tee 250/150 | ECH | 1 | 5328 | 5328 | EGP | MAT_Raw
Qasr Rashwan - Lot B _0208 |  | RFQ-00055 | Mostafa Shourbagi | MEP (Electro Mechanical) | 2024-08-26 | Ductile Iron Materials | Approved | 12.11 - Suleiman Tadrus-Bill No.2: Force Main Pipeline-2.3.2-a | Tee 300/150 | ECH | 3 | 3 | 7342.65 | 22027.95 | MAT_Raw | El Tawakol | 12.11 - Suleiman Tadrus-Bill No.2: Force Main Pipeline-2.3.2-a | Tee 300/150 | ECH | 3 | 7252 | 21756 | EGP | MAT_Raw
Qasr Rashwan - Lot B _0208 |  | RFQ-00055 | Mostafa Shourbagi | MEP (Electro Mechanical) | 2024-08-26 | Ductile Iron Materials | Approved | 12.11 - Suleiman Tadrus-Bill No.2: Force Main Pipeline-2.3.2-b | Tee 300/100 | ECH | 6 | 6 | 7042.95 | 42257.7 | MAT_Raw | El Tawakol | 12.11 - Suleiman Tadrus-Bill No.2: Force Main Pipeline-2.3.2-b | Tee 300/100 | ECH | 6 | 6956 | 41736 | EGP | MAT_Raw
Qasr Rashwan - Lot B _0208 |  | RFQ-00055 | Mostafa Shourbagi | MEP (Electro Mechanical) | 2024-08-26 | Ductile Iron Materials | Approved | 12.11 - Suleiman Tadrus-Bill No.2: Force Main Pipeline-2.5.2-a | Tee 300/150 | ECH | 2 | 2 | 7342.65 | 14685.3 | MAT_Raw | El Tawakol | 12.11 - Suleiman Tadrus-Bill No.2: Force Main Pipeline-2.5.2-a | Tee 300/150 | ECH | 2 | 7252 | 14504 | EGP | MAT_Raw
Qasr Rashwan - Lot B _0208 |  | RFQ-00055 | Mostafa Shourbagi | MEP (Electro Mechanical) | 2024-08-26 | Ductile Iron Materials | Approved | 12.11 - Suleiman Tadrus-Bill No.2: Force Main Pipeline-2.5.2-b | Tee 200/150 | ECH | 1 | 1 | 3446.55 | 3446.55 | MAT_Raw | El Tawakol | 12.11 - Suleiman Tadrus-Bill No.2: Force Main Pipeline-2.5.2-b | Tee 200/150 | ECH | 1 | 3404 | 3404 | EGP | MAT_Raw
Qasr Rashwan - Lot B _0208 |  | RFQ-00055 | Mostafa Shourbagi | MEP (Electro Mechanical) | 2024-08-26 | Ductile Iron Materials | Approved | 11.11 - Abd Al Rahman Ibrahim-Bill No.2: Force Main Pipeline-2.5.2-b | Tee 300/150 | ECH | 1 | 1 | 7342.65 | 7342.65 | MAT_Raw | El Tawakol | 11.11 - Abd Al Rahman Ibrahim-Bill No.2: Force Main Pipeline-2.5.2-b | Tee 300/150 | ECH | 1 | 7252 | 7252 | EGP | MAT_Raw
Qasr Rashwan - Lot B _0208 |  | RFQ-00055 | Mostafa Shourbagi | MEP (Electro Mechanical) | 2024-08-26 | Ductile Iron Materials | Approved | 11.11 - Abd Al Rahman Ibrahim-Bill No.2: Force Main Pipeline-2.3.2-b | Tee 350/100 | ECH | 6 | 6 | 8691.3 | 52147.8 | MAT_Raw | El Tawakol | 11.11 - Abd Al Rahman Ibrahim-Bill No.2: Force Main Pipeline-2.3.2-b | Tee 350/100 | ECH | 6 | 8584 | 51504 | EGP | MAT_Raw
Qasr Rashwan - Lot B _0208 |  | RFQ-00055 | Mostafa Shourbagi | MEP (Electro Mechanical) | 2024-08-26 | Ductile Iron Materials | Approved | 15.11 - Al Burm-Bill No. 2: Force Main Pipeline-2.5.2-a | Tee 250/150 | ECH | 1 | 1 | 5694.3 | 5694.3 | MAT_Raw | El Tawakol | 15.11 - Al Burm-Bill No. 2: Force Main Pipeline-2.5.2-a | Tee 250/150 | ECH | 1 | 5328 | 5328 | EGP | MAT_Raw
Qasr Rashwan - Lot B _0208 |  | RFQ-00055 | Mostafa Shourbagi | MEP (Electro Mechanical) | 2024-08-26 | Ductile Iron Materials | Approved | 15.11 - Al Burm-Bill No. 2: Force Main Pipeline-2.3.2-a | Tee 250/150 | ECH | 1 | 1 | 5694.3 | 5694.3 | MAT_Raw | El Tawakol | 15.11 - Al Burm-Bill No. 2: Force Main Pipeline-2.3.2-a | Tee 250/150 | ECH | 1 | 5328 | 5328 | EGP | MAT_Raw
Qasr Rashwan - Lot B _0208 |  | RFQ-00055 | Mostafa Shourbagi | MEP (Electro Mechanical) | 2024-08-26 | Ductile Iron Materials | Approved | 10.11 - Abd Al Azeem Al Sofy -Bill No.2: Force Main Pipeline-2.3.2-d | Tee 250/100 | ECH | 1 | 1 | 5094.9 | 5094.9 | MAT_Raw | El Tawakol | 10.11 - Abd Al Azeem Al Sofy -Bill No.2: Force Main Pipeline-2.3.2-d | Tee 250/100 | ECH | 1 | 5032 | 5032 | EGP | MAT_Raw
Qasr Rashwan - Lot B _0208 |  | RFQ-00055 | Mostafa Shourbagi | MEP (Electro Mechanical) | 2024-08-26 | Ductile Iron Materials | Approved | 14.11 - Abou Hussein-BILL NO.2 : Force Main Pipeline-2.3.2-b | Tee 200/100 | ECH | 1 | 1 | 3222.45 | 3222.45 | MAT_Raw | El Tawakol | 14.11 - Abou Hussein-BILL NO.2 : Force Main Pipeline-2.3.2-b | Tee 200/100 | ECH | 1 | 3182 | 3182 | EGP | MAT_Raw
Qasr Rashwan - Lot B _0208 |  | RFQ-00055 | Mostafa Shourbagi | MEP (Electro Mechanical) | 2024-08-26 | Ductile Iron Materials | Approved | 11.11 - Abd Al Rahman Ibrahim-Bill No.2: Force Main Pipeline-2.5.2-c | Tee 200/150 | ECH | 1 | 1 | 3446.55 | 3446.55 | MAT_Raw | El Tawakol | 11.11 - Abd Al Rahman Ibrahim-Bill No.2: Force Main Pipeline-2.5.2-c | Tee 200/150 | ECH | 1 | 3404 | 3404 | EGP | MAT_Raw
Qasr Rashwan - Lot B _0208 |  | RFQ-00055 | Mostafa Shourbagi | MEP (Electro Mechanical) | 2024-08-26 | Ductile Iron Materials | Approved | 14.11 - Abou Hussein-BILL NO.2 : Force Main Pipeline-2.3.2-a | Tee 200/150 | ECH | 2 | 2 | 3446.55 | 6893.1 | MAT_Raw | El Tawakol | 14.11 - Abou Hussein-BILL NO.2 : Force Main Pipeline-2.3.2-a | Tee 200/150 | ECH | 2 | 3404 | 6808 | EGP | MAT_Raw
Qasr Rashwan - Lot B _0208 |  | RFQ-00055 | Mostafa Shourbagi | MEP (Electro Mechanical) | 2024-08-26 | Ductile Iron Materials | Approved | 12.11 - Suleiman Tadrus-Bill No.2: Force Main Pipeline-2.3.4-a | Dismantling joint 300mm | ECH | 3 | 3 | 6200.55 | 18601.65 | MAT_Raw | El Tawakol | 12.11 - Suleiman Tadrus-Bill No.2: Force Main Pipeline-2.3.4-a | Dismantling joint 300mm | ECH | 3 | 5874 | 17622 | EGP | MAT_Raw
Qasr Rashwan - Lot B _0208 |  | RFQ-00055 | Mostafa Shourbagi | MEP (Electro Mechanical) | 2024-08-26 | Ductile Iron Materials | Approved | 14.15 - Abou Hussein-Bill No.3.4: Mechanical Works - Pumping Station-3.4.4-b. | Dismantling joint, dia. 200 mm. | ECH | 2 | 2 | 3873.15 | 7746.3 | MAT_Raw | El Tawakol | 14.15 - Abou Hussein-Bill No.3.4: Mechanical Works - Pumping Station-3.4.4-b. | Dismantling joint, dia. 200 mm. | ECH | 2 | 3857 | 7714 | EGP | MAT_Raw
Qasr Rashwan - Lot B _0208 |  | RFQ-00055 | Mostafa Shourbagi | MEP (Electro Mechanical) | 2024-08-26 | Ductile Iron Materials | Approved | 12.15 - Suleiman Tadrus-Bill No.3.4: Mechanical Works - Pumping Station-3.4.4-b. | Dismantling joint, dia. 300 mm. | ECH | 2 | 2 | 6200.55 | 12401.1 | MAT_Raw | El Tawakol | 12.15 - Suleiman Tadrus-Bill No.3.4: Mechanical Works - Pumping Station-3.4.4-b. | Dismantling joint, dia. 300 mm. | ECH | 2 | 5874 | 11748 | EGP | MAT_Raw
Qasr Rashwan - Lot B _0208 |  | RFQ-00055 | Mostafa Shourbagi | MEP (Electro Mechanical) | 2024-08-26 | Ductile Iron Materials | Approved | 14.11 - Abou Hussein-BILL NO.2 : Force Main Pipeline-2.5.4-b | Dismantling joint 150mm | ECH | 1 | 1 | 3041.55 | 3041.55 | MAT_Raw | El Tawakol | 14.11 - Abou Hussein-BILL NO.2 : Force Main Pipeline-2.5.4-b | Dismantling joint 150mm | ECH | 1 | 3033 | 3033 | EGP | MAT_Raw
Qasr Rashwan - Lot B _0208 |  | RFQ-00055 | Mostafa Shourbagi | MEP (Electro Mechanical) | 2024-08-26 | Ductile Iron Materials | Approved | 10.11 - Abd Al Azeem Al Sofy -Bill No.2: Force Main Pipeline-2.5.4-b | Dismantling joint 250mm | ECH | 2 | 2 | 5283.9 | 10567.8 | MAT_Raw | El Tawakol | 10.11 - Abd Al Azeem Al Sofy -Bill No.2: Force Main Pipeline-2.5.4-b | Dismantling joint 250mm | ECH | 2 | 5286 | 10572 | EGP | MAT_Raw
Qasr Rashwan - Lot B _0208 |  | RFQ-00055 | Mostafa Shourbagi | MEP (Electro Mechanical) | 2024-08-26 | Ductile Iron Materials | Approved | 13.10 - Salih Shamatah-BILL NO.1: SEWAGE NETWORK-1.5.3-b | Dismantling joints | ECH | 1 | 1 | 6200.55 | 6200.55 | MAT_Raw | El Tawakol | 13.10 - Salih Shamatah-BILL NO.1: SEWAGE NETWORK-1.5.3-b | Dismantling joints | ECH | 1 | 5874 | 5874 | EGP | MAT_Raw
Qasr Rashwan - Lot B _0208 |  | RFQ-00055 | Mostafa Shourbagi | MEP (Electro Mechanical) | 2024-08-26 | Ductile Iron Materials | Approved | 11.11 - Abd Al Rahman Ibrahim-Bill No.2: Force Main Pipeline-2.5.4-d | Dismantling joint 150mm | ECH | 6 | 6 | 3041.55 | 18249.3 | MAT_Raw | El Tawakol | 11.11 - Abd Al Rahman Ibrahim-Bill No.2: Force Main Pipeline-2.5.4-d | Dismantling joint 150mm | ECH | 6 | 3033 | 18198 | EGP | MAT_Raw
Qasr Rashwan - Lot B _0208 |  | RFQ-00055 | Mostafa Shourbagi | MEP (Electro Mechanical) | 2024-08-26 | Ductile Iron Materials | Approved | 10.11 - Abd Al Azeem Al Sofy -Bill No.2: Force Main Pipeline-2.3.4-b | Dismantling joint 250mm | ECH | 1 | 1 | 5283.9 | 5283.9 | MAT_Raw | El Tawakol | 10.11 - Abd Al Azeem Al Sofy -Bill No.2: Force Main Pipeline-2.3.4-b | Dismantling joint 250mm | ECH | 1 | 5286 | 5286 | EGP | MAT_Raw
Qasr Rashwan - Lot B _0208 |  | RFQ-00055 | Mostafa Shourbagi | MEP (Electro Mechanical) | 2024-08-26 | Ductile Iron Materials | Approved | 11.11 - Abd Al Rahman Ibrahim-Bill No.2: Force Main Pipeline-2.3.4-b | Dismantling joint 150mm | ECH | 2 | 2 | 3041.55 | 6083.1 | MAT_Raw | El Tawakol | 11.11 - Abd Al Rahman Ibrahim-Bill No.2: Force Main Pipeline-2.3.4-b | Dismantling joint 150mm | ECH | 2 | 3033 | 6066 | EGP | MAT_Raw
Qasr Rashwan - Lot B _0208 |  | RFQ-00055 | Mostafa Shourbagi | MEP (Electro Mechanical) | 2024-08-26 | Ductile Iron Materials | Approved | 14.11 - Abou Hussein-BILL NO.2 : Force Main Pipeline-2.3.4-b | Dismantling joint 150mm | ECH | 2 | 2 | 3041.55 | 6083.1 | MAT_Raw | El Tawakol | 14.11 - Abou Hussein-BILL NO.2 : Force Main Pipeline-2.3.4-b | Dismantling joint 150mm | ECH | 2 | 3033 | 6066 | EGP | MAT_Raw
Qasr Rashwan Lot A _0207 |  | RFQ-00051 | Ahmed Sameh | MEP (Electro Mechanical) | 2024-08-19 | supply of wiring devices | Approved | 10.14 - Saad Al Rouby-Main Pump Station NO. 3.2-3.2.3-b | Ditto As Above Item, But Of Weatherproof Type. | NO | 1 | 1 | 250 | 250 | MAT_Raw | Mega Electric | 10.14 - Saad Al Rouby-Main Pump Station NO. 3.2-3.2.3-b | Ditto As Above Item, But Of Weatherproof Type. | NO | 1 | 10.13 | 10.13 | EUR | MAT_Raw
Qasr Rashwan Lot A _0207 |  | RFQ-00051 | Ahmed Sameh | MEP (Electro Mechanical) | 2024-08-19 | supply of wiring devices | Approved | 11.18 - Murad Al Gendy W Al Sanahra-Guard room NO. 4.3-4.3.4-a | Single Phase Switched Socket 220v, 16A, 2-pin Type Complete With Earthing Contact. | NO | 3 | 3 | 273.75 | 821.25 | MAT_Raw | Mega Electric | 11.18 - Murad Al Gendy W Al Sanahra-Guard room NO. 4.3-4.3.4-a | Single Phase Switched Socket 220v, 16A, 2-pin Type Complete With Earthing Contact. | NO | 3 | 8.72 | 26.16 | EUR | MAT_Raw
Qasr Rashwan Lot A _0207 |  | RFQ-00051 | Ahmed Sameh | MEP (Electro Mechanical) | 2024-08-19 | supply of wiring devices | Approved | 12.30 - Mansheya Fanous-SEC. Pump Station NO. 10.2-10.2.3-b | Ditto As Above Item, But Of Weatherproof Type. | NO | 1 | 1 | 250 | 250 | MAT_Raw | Mega Electric | 12.30 - Mansheya Fanous-SEC. Pump Station NO. 10.2-10.2.3-b | Ditto As Above Item, But Of Weatherproof Type. | NO | 1 | 10.13 | 10.13 | EUR | MAT_Raw
Qasr Rashwan Lot A _0207 |  | RFQ-00051 | Ahmed Sameh | MEP (Electro Mechanical) | 2024-08-19 | supply of wiring devices | Approved | 13.18 - Khulusi-Guard room NO. 4.3-4.3.3-a | One Way, Two-gang Lighting Switch 10A. | NO | 2 | 2 | 233.75 | 467.5 | MAT_Raw | Mega Electric | 13.18 - Khulusi-Guard room NO. 4.3-4.3.3-a | One Way, Two-gang Lighting Switch 10A. | NO | 2 | 9.41 | 18.82 | EUR | MAT_Raw
Qasr Rashwan Lot A _0207 |  | RFQ-00051 | Ahmed Sameh | MEP (Electro Mechanical) | 2024-08-19 | supply of wiring devices | Approved | 13.23 - Khulusi-Admin Building NO. 6.3 -6.3.4-a | Single Phase Switched Socket 220v, 16A, 2-pin Type Complete With Earthing Contact. | NO | 3 | 3 | 273.75 | 821.25 | MAT_Raw | Mega Electric | 13.23 - Khulusi-Admin Building NO. 6.3 -6.3.4-a | Single Phase Switched Socket 220v, 16A, 2-pin Type Complete With Earthing Contact. | NO | 3 | 8.72 | 26.16 | EUR | MAT_Raw
Qasr Rashwan Lot A _0207 |  | RFQ-00051 | Ahmed Sameh | MEP (Electro Mechanical) | 2024-08-19 | supply of wiring devices | Approved | 11.13 - Murad Al Gendy W Al Sanahra-Main Pump Station NO. 3.2-3.2.3-b | Ditto As Above Item, But Of Weatherproof Type. | NO | 1 | 1 | 250 | 250 | MAT_Raw | Mega Electric | 11.13 - Murad Al Gendy W Al Sanahra-Main Pump Station NO. 3.2-3.2.3-b | Ditto As Above Item, But Of Weatherproof Type. | NO | 1 | 10.13 | 10.13 | EUR | MAT_Raw
Qasr Rashwan Lot A _0207 |  | RFQ-00051 | Ahmed Sameh | MEP (Electro Mechanical) | 2024-08-19 | supply of wiring devices | Approved | 12.21 - Mansheya Fanous-M.PS Store NO. 5.2-5.2.3- | One Way, Three-gang Lighting Switch 10A. | NO | 1 | 1 | 291.25 | 291.25 | MAT_Raw | Mega Electric | 12.21 - Mansheya Fanous-M.PS Store NO. 5.2-5.2.3- | One Way, Three-gang Lighting Switch 10A. | NO | 1 | 11.75 | 11.75 | EUR | MAT_Raw
Qasr Rashwan Lot A _0207 |  | RFQ-00051 | Ahmed Sameh | MEP (Electro Mechanical) | 2024-08-19 | supply of wiring devices | Approved | 13.20 - Khulusi-Store NO. 5.2-5.2.3- | One Way, Three-gang Lighting Switch 10A. | NO | 1 | 1 | 291.25 | 291.25 | MAT_Raw | Mega Electric | 13.20 - Khulusi-Store NO. 5.2-5.2.3- | One Way, Three-gang Lighting Switch 10A. | NO | 1 | 11.75 | 11.75 | EUR | MAT_Raw
Qasr Rashwan Lot A _0207 |  | RFQ-00051 | Ahmed Sameh | MEP (Electro Mechanical) | 2024-08-19 | supply of wiring devices | Approved | 12.37 - Mansheya Fanous-S.PS Store NO. 12.2-12.2.4-a | Single Phase Switched Socket 220v, 16A, 2-pin Type Complete With Earthing Contact. | NO | 3 | 3 | 273.75 | 821.25 | MAT_Raw | Mega Electric | 12.37 - Mansheya Fanous-S.PS Store NO. 12.2-12.2.4-a | Single Phase Switched Socket 220v, 16A, 2-pin Type Complete With Earthing Contact. | NO | 3 | 8.72 | 26.16 | EUR | MAT_Raw
Qasr Rashwan Lot A _0207 |  | RFQ-00051 | Ahmed Sameh | MEP (Electro Mechanical) | 2024-08-19 | supply of wiring devices | Approved | 12.35 - Mansheya Fanous-S.PS Guard room NO. 11.3-11.3.4-a | Single Phase Switched Socket 220v, 16A, 2-pin Type Complete With Earthing Contact. | NO | 3 | 3 | 273.75 | 821.25 | MAT_Raw | Mega Electric | 12.35 - Mansheya Fanous-S.PS Guard room NO. 11.3-11.3.4-a | Single Phase Switched Socket 220v, 16A, 2-pin Type Complete With Earthing Contact. | NO | 3 | 8.72 | 26.16 | EUR | MAT_Raw
Qasr Rashwan Lot A _0207 |  | RFQ-00051 | Ahmed Sameh | MEP (Electro Mechanical) | 2024-08-19 | supply of wiring devices | Approved | 12.42 - Mansheya Fanous-S.PS Generator Shed 14.2-14.2.3-a | One Way, One-gang Lighting Switch 10A. | NO | 1 | 1 | 176.25 | 176.25 | MAT_Raw | Mega Electric | 12.42 - Mansheya Fanous-S.PS Generator Shed 14.2-14.2.3-a | One Way, One-gang Lighting Switch 10A. | NO | 1 | 7.08 | 7.08 | EUR | MAT_Raw
Qasr Rashwan Lot A _0207 |  | RFQ-00051 | Ahmed Sameh | MEP (Electro Mechanical) | 2024-08-19 | supply of wiring devices | Approved | 12.19 - Mansheya Fanous-M.PS Guard room NO. 4.3-4.3.4-b | Single Phase Switched waterproof Socket, 220V, 16A, 3 Pin Complete With Cover (IP55) | NO | 1 | 1 | 312.5 | 312.5 | MAT_Raw | Mega Electric | 12.19 - Mansheya Fanous-M.PS Guard room NO. 4.3-4.3.4-b | Single Phase Switched waterproof Socket, 220V, 16A, 3 Pin Complete With Cover (IP55) | NO | 1 | 11.05 | 11.05 | EUR | MAT_Raw
Qasr Rashwan Lot A _0207 |  | RFQ-00051 | Ahmed Sameh | MEP (Electro Mechanical) | 2024-08-19 | supply of wiring devices | Approved | 14.20 - Albersly & Iz.Alasfar-Generator Shed No.5.2-5.2.3-a | One Way, One-gang Lighting Switch 10A. | NO | 1 | 1 | 176.25 | 176.25 | MAT_Raw | Mega Electric | 14.20 - Albersly & Iz.Alasfar-Generator Shed No.5.2-5.2.3-a | One Way, One-gang Lighting Switch 10A. | NO | 1 | 7.08 | 7.08 | EUR | MAT_Raw
Qasr Rashwan Lot A _0207 |  | RFQ-00051 | Ahmed Sameh | MEP (Electro Mechanical) | 2024-08-19 | supply of wiring devices | Approved | 11.13 - Murad Al Gendy W Al Sanahra-Main Pump Station NO. 3.2-3.2.4-c | Industrial Three Phase Switched Socket 380v, 32A, 4-pin Type Complete With Earthing Contact And Plug, Totally Enclosed (IP54). | NO | 1 | 1 | 3631.25 | 3631.25 | MAT_Raw | Mega Electric | 11.13 - Murad Al Gendy W Al Sanahra-Main Pump Station NO. 3.2-3.2.4-c | Industrial Three Phase Switched Socket 380v, 32A, 4-pin Type Complete With Earthing Contact And Plug, Totally Enclosed (IP54). | NO | 1 | 35.89 | 35.89 | EUR | MAT_Raw
Qasr Rashwan Lot A _0207 |  | RFQ-00051 | Ahmed Sameh | MEP (Electro Mechanical) | 2024-08-19 | supply of wiring devices | Approved | 10.21 - Saad Al Rouby-Store NO. 5.2-5.2.3- | One Way, Three-gang Lighting Switch 10A. | NO | 1 | 1 | 291.25 | 291.25 | MAT_Raw | Mega Electric | 10.21 - Saad Al Rouby-Store NO. 5.2-5.2.3- | One Way, Three-gang Lighting Switch 10A. | NO | 1 | 11.75 | 11.75 | EUR | MAT_Raw
Qasr Rashwan Lot A _0207 |  | RFQ-00051 | Ahmed Sameh | MEP (Electro Mechanical) | 2024-08-19 | supply of wiring devices | Approved | 12.40 - Mansheya Fanous-S.PS Admin Building NO. 13.3-13.3.4-b | Single Phase Switched waterproof Socket, 220V, 16A, 3 Pin Complete With Cover (IP55) | NO | 1 | 1 | 312.5 | 312.5 | MAT_Raw | Mega Electric | 12.40 - Mansheya Fanous-S.PS Admin Building NO. 13.3-13.3.4-b | Single Phase Switched waterproof Socket, 220V, 16A, 3 Pin Complete With Cover (IP55) | NO | 1 | 11.05 | 11.05 | EUR | MAT_Raw
Qasr Rashwan Lot A _0207 |  | RFQ-00051 | Ahmed Sameh | MEP (Electro Mechanical) | 2024-08-19 | supply of wiring devices | Approved | 12.14 - Mansheya Fanous-Main Pump Station NO. 3.2-3.2.3-b | Ditto As Above Item, But Of Weatherproof Type. | NO | 1 | 1 | 250 | 250 | MAT_Raw | Mega Electric | 12.14 - Mansheya Fanous-Main Pump Station NO. 3.2-3.2.3-b | Ditto As Above Item, But Of Weatherproof Type. | NO | 1 | 10.13 | 10.13 | EUR | MAT_Raw
Qasr Rashwan Lot A _0207 |  | RFQ-00051 | Ahmed Sameh | MEP (Electro Mechanical) | 2024-08-19 | supply of wiring devices | Approved | 14.18 - Albersly & Iz.Alasfar-Guard room NO. 4.3-4.3.4-a | Single Phase Switched Socket 220v, 16A, 2-pin Type Complete With Earthing Contact. | NO | 3 | 3 | 273.75 | 821.25 | MAT_Raw | Mega Electric | 14.18 - Albersly & Iz.Alasfar-Guard room NO. 4.3-4.3.4-a | Single Phase Switched Socket 220v, 16A, 2-pin Type Complete With Earthing Contact. | NO | 3 | 8.72 | 26.16 | EUR | MAT_Raw
Qasr Rashwan Lot A _0207 |  | RFQ-00051 | Ahmed Sameh | MEP (Electro Mechanical) | 2024-08-19 | supply of wiring devices | Approved | 13.25 - Khulusi-Generator Shed 7.2-7.2.3-a | One Way, One-gang Lighting Switch 10A. | NO | 1 | 1 | 176.25 | 176.25 | MAT_Raw | Mega Electric | 13.25 - Khulusi-Generator Shed 7.2-7.2.3-a | One Way, One-gang Lighting Switch 10A. | NO | 1 | 7.08 | 7.08 | EUR | MAT_Raw
Qasr Rashwan Lot A _0207 |  | RFQ-00051 | Ahmed Sameh | MEP (Electro Mechanical) | 2024-08-19 | supply of wiring devices | Approved | 13.13 - Khulusi-Main Pump Station NO. 3.2-3.2.3-c | One Way, Two-gang Lighting Switch 10A. | NO | 1 | 1 | 233.75 | 233.75 | MAT_Raw | Mega Electric | 13.13 - Khulusi-Main Pump Station NO. 3.2-3.2.3-c | One Way, Two-gang Lighting Switch 10A. | NO | 1 | 9.41 | 9.41 | EUR | MAT_Raw
Qasr Rashwan Lot A _0207 |  | RFQ-00051 | Ahmed Sameh | MEP (Electro Mechanical) | 2024-08-19 | supply of wiring devices | Approved | 12.35 - Mansheya Fanous-S.PS Guard room NO. 11.3-11.3.3-a | One Way, Two-gang Lighting Switch 10A. | NO | 2 | 2 | 233.75 | 467.5 | MAT_Raw | Mega Electric | 12.35 - Mansheya Fanous-S.PS Guard room NO. 11.3-11.3.3-a | One Way, Two-gang Lighting Switch 10A. | NO | 2 | 9.41 | 18.82 | EUR | MAT_Raw
Qasr Rashwan Lot A _0207 |  | RFQ-00051 | Ahmed Sameh | MEP (Electro Mechanical) | 2024-08-19 | supply of wiring devices | Approved | 12.14 - Mansheya Fanous-Main Pump Station NO. 3.2-3.2.3-c | One Way, Two-gang Lighting Switch 10A. | NO | 1 | 1 | 233.75 | 233.75 | MAT_Raw | Mega Electric | 12.14 - Mansheya Fanous-Main Pump Station NO. 3.2-3.2.3-c | One Way, Two-gang Lighting Switch 10A. | NO | 1 | 9.41 | 9.41 | EUR | MAT_Raw
Qasr Rashwan Lot A _0207 |  | RFQ-00051 | Ahmed Sameh | MEP (Electro Mechanical) | 2024-08-19 | supply of wiring devices | Approved | 11.18 - Murad Al Gendy W Al Sanahra-Guard room NO. 4.3-4.3.4-b | Single Phase Switched waterproof Socket, 220V, 16A, 3 Pin Complete With Cover (IP55) | NO | 1 | 1 | 312.5 | 312.5 | MAT_Raw | Mega Electric | 11.18 - Murad Al Gendy W Al Sanahra-Guard room NO. 4.3-4.3.4-b | Single Phase Switched waterproof Socket, 220V, 16A, 3 Pin Complete With Cover (IP55) | NO | 1 | 11.05 | 11.05 | EUR | MAT_Raw
Qasr Rashwan Lot A _0207 |  | RFQ-00051 | Ahmed Sameh | MEP (Electro Mechanical) | 2024-08-19 | supply of wiring devices | Approved | 10.14 - Saad Al Rouby-Main Pump Station NO. 3.2-3.2.4-a | Single Phase Switched Socket 220v, 16A, 2-pin Type Complete With Earthing Contact. | NO | 3 | 3 | 273.75 | 821.25 | MAT_Raw | Mega Electric | 10.14 - Saad Al Rouby-Main Pump Station NO. 3.2-3.2.4-a | Single Phase Switched Socket 220v, 16A, 2-pin Type Complete With Earthing Contact. | NO | 3 | 8.72 | 26.16 | EUR | MAT_Raw
Qasr Rashwan Lot A _0207 |  | RFQ-00051 | Ahmed Sameh | MEP (Electro Mechanical) | 2024-08-19 | supply of wiring devices | Approved | 12.24 - Mansheya Fanous-M.PS Admin Building NO. 6.3-6.3.3-a | One Way, Two-gang Lighting Switch 10A. | NO | 2 | 2 | 233.75 | 467.5 | MAT_Raw | Mega Electric | 12.24 - Mansheya Fanous-M.PS Admin Building NO. 6.3-6.3.3-a | One Way, Two-gang Lighting Switch 10A. | NO | 2 | 9.41 | 18.82 | EUR | MAT_Raw
Katameya Creeks |  | RFQ-00090 | Youssef Abd El Kream | MEP (Electro Mechanical) | 2024-08-15 | UPVC Pipes | Approved | UPVC pipes | مواسير UPVC قطر خارجى 75 مم ضغط 10 بار رمادى لصق | LM | 102 | 12 | 21.38 | 256.56 | MAT_Raw | Aquaflow | UPVC pipes | مواسير UPVC قطر خارجى 75 مم ضغط 10 بار رمادى لصق | LM | 12 | 93.64 | 1123.68 | EGP | MAT_Raw
Katameya Creeks |  | RFQ-00090 | Youssef Abd El Kream | MEP (Electro Mechanical) | 2024-08-15 | UPVC Pipes | Approved | Type G.Buildings.Drainage | مواسير قطر 50 مم | LM | 2000 | 354 | 108.94 | 38564.76 | SC_Supply/Apply | Aquaflow | Type G.Buildings.Drainage | مواسير قطر 50 مم | LM | 354 | 22.58 | 7993.32 | EGP | SC_Supply/Apply
Katameya Creeks |  | RFQ-00090 | Youssef Abd El Kream | MEP (Electro Mechanical) | 2024-08-15 | UPVC Pipes | Approved | Type D1.Buildings.Drainage | مواسير قطر 110مم. | LM | 640 | 60 | 210.41 | 12624.6 | SC_Supply/Apply | Aquaflow | Type D1.Buildings.Drainage | مواسير قطر 110مم. | LM | 60 | 87.75 | 5265 | EGP | SC_Supply/Apply
Katameya Creeks |  | RFQ-00087 | Youssef Abd El Kream | MEP (Electro Mechanical) | 2024-08-15 | Cable Lugs | Approved | SERVICE 20 G.Basement.1-3 | سرفيل نحاس مقاس 10 مم | ECH | 200 | 200 | 0 | 0 | SC_Supply/Apply | El Helal | SERVICE 20 G.Basement.1-3 | سرفيل نحاس مقاس 10 مم | ECH | 200 | 8.95 | 1790 | EGP | SC_Supply/Apply
Katameya Creeks |  | RFQ-00087 | Youssef Abd El Kream | MEP (Electro Mechanical) | 2024-08-15 | Cable Lugs | Approved | SERVICE 20 G.Basement.1-3 | سرفيل نحاس مقاس 16 مم | ECH | 200 | 200 | 0 | 0 | SC_Supply/Apply | El Helal | SERVICE 20 G.Basement.1-3 | سرفيل نحاس مقاس 16 مم | ECH | 200 | 35.1 | 7020 | EGP | SC_Supply/Apply
Katameya Creeks |  | RFQ-00087 | Youssef Abd El Kream | MEP (Electro Mechanical) | 2024-08-15 | Cable Lugs | Approved | SERVICE 20 G.Basement.1-3 | سرفيل نحاس مقاس 25 مم | ECH | 50 | 50 | 0 | 0 | SC_Supply/Apply | El Helal | SERVICE 20 G.Basement.1-3 | سرفيل نحاس مقاس 25 مم | ECH | 50 | 42.7 | 2135 | EGP | SC_Supply/Apply
Katameya Creeks |  | RFQ-00087 | Youssef Abd El Kream | MEP (Electro Mechanical) | 2024-08-15 | Cable Lugs | Approved | SERVICE 20 G.Basement.1-3 | سرفيل نحاس مقاس 35 مم | ECH | 50 | 50 | 0 | 0 | SC_Supply/Apply | El Helal | SERVICE 20 G.Basement.1-3 | سرفيل نحاس مقاس 35 مم | ECH | 50 | 73.65 | 3682.5 | EGP | SC_Supply/Apply
Katameya Creeks |  | RFQ-00087 | Youssef Abd El Kream | MEP (Electro Mechanical) | 2024-08-15 | Cable Lugs | Approved | SERVICE 20 G.Basement.1-3 | كوس نحاس 25 مم ألمانى | ECH | 360 | 360 | 0 | 0 | SC_Supply/Apply | El Helal | SERVICE 20 G.Basement.1-3 | كوس نحاس 25 مم ألمانى | ECH | 360 | 47.65 | 17154 | EGP | SC_Supply/Apply
Katameya Creeks |  | RFQ-00080 | Youssef Abd El Kream | MEP (Electro Mechanical) | 2024-08-04 | Wires | Approved | Basement"edit1" | سلك نحاس مصمت مقاس 3 مم اللون أصفر × أخضر (cu/pvc) جهد (750/450) | ROL | 345 | 313 | 531.24 | 166278.12 | SC_Supply | المتحدة للصناعات - السويدى | Basement"edit1" | سلك نحاس مصمت مقاس 3 مم اللون أصفر × أخضر (cu/pvc) جهد (750/450) | ROL | 313 | 1735 | 543055 | EGP | SC_Supply
Katameya Creeks |  | RFQ-00080 | Youssef Abd El Kream | MEP (Electro Mechanical) | 2024-08-04 | Wires | Approved | Basement"edit1" | سلك نحاس مصمت مقاس 6 مم اللون أحمر (cu/pvc) جهد (750/450) | ROL | 75 | 18 | 13.68 | 246.24 | SC_Supply | المتحدة للصناعات - السويدى | Basement"edit1" | سلك نحاس مصمت مقاس 6 مم اللون أحمر (cu/pvc) جهد (750/450) | ROL | 18 | 3394 | 61092 | EGP | SC_Supply
Katameya Creeks |  | RFQ-00080 | Youssef Abd El Kream | MEP (Electro Mechanical) | 2024-08-04 | Wires | Approved | Basement"edit1" | سلك نحاس مصمت مقاس 3 مم اللون أسود (cu/pvc) جهد (750/450) | ROL | 345 | 313 | 531.24 | 166278.12 | SC_Supply | المتحدة للصناعات - السويدى | Basement"edit1" | سلك نحاس مصمت مقاس 3 مم اللون أسود (cu/pvc) جهد (750/450) | ROL | 313 | 1735 | 543055 | EGP | SC_Supply
Katameya Creeks |  | RFQ-00080 | Youssef Abd El Kream | MEP (Electro Mechanical) | 2024-08-04 | Wires | Approved | Basement"edit1" | سلك نحاس مصمت مقاس 3 مم اللون أصفر (cu/pvc) جهد (750/450) | ROL | 176 | 80 | 531.24 | 42499.2 | SC_Supply | المتحدة للصناعات - السويدى | Basement"edit1" | سلك نحاس مصمت مقاس 3 مم اللون أصفر (cu/pvc) جهد (750/450) | ROL | 80 | 1735 | 138800 | EGP | SC_Supply
Qasr Rashwan - Lot B _0208 |  | RFQ-00055 | Mostafa Shourbagi | MEP (Electro Mechanical) | 2024-08-26 | Ductile Iron Materials | Approved | 10.11 - Abd Al Azeem Al Sofy -Bill No.2: Force Main Pipeline-2.5.4-c | Dismantling joint 150mm | ECH | 3 | 3 | 3041.55 | 9124.65 | MAT_Raw | El Tawakol | 10.11 - Abd Al Azeem Al Sofy -Bill No.2: Force Main Pipeline-2.5.4-c | Dismantling joint 150mm | ECH | 3 | 3033 | 9099 | EGP | MAT_Raw
Qasr Rashwan - Lot B _0208 |  | RFQ-00055 | Mostafa Shourbagi | MEP (Electro Mechanical) | 2024-08-26 | Ductile Iron Materials | Approved | 13.11 - Salih Shamatah-Bill No.2: Force Main Pipeline-2.3.4-a | Dismantling joint 200mm | ECH | 3 | 3 | 3873.15 | 11619.45 | MAT_Raw | El Tawakol | 13.11 - Salih Shamatah-Bill No.2: Force Main Pipeline-2.3.4-a | Dismantling joint 200mm | ECH | 3 | 3857 | 11571 | EGP | MAT_Raw
Qasr Rashwan - Lot B _0208 |  | RFQ-00055 | Mostafa Shourbagi | MEP (Electro Mechanical) | 2024-08-26 | Ductile Iron Materials | Approved | 13.11 - Salih Shamatah-Bill No.2: Force Main Pipeline-2.3.4-b | Dismantling joint 150mm | ECH | 3 | 3 | 3041.55 | 9124.65 | MAT_Raw | El Tawakol | 13.11 - Salih Shamatah-Bill No.2: Force Main Pipeline-2.3.4-b | Dismantling joint 150mm | ECH | 3 | 3033 | 9099 | EGP | MAT_Raw
Qasr Rashwan - Lot B _0208 |  | RFQ-00055 | Mostafa Shourbagi | MEP (Electro Mechanical) | 2024-08-26 | Ductile Iron Materials | Approved | 13.15 - Salih Shamatah-Bill No.3.4: Mechanical Works - Pumping Station-3.4.4-b. | Dismantling joint, dia. 200 mm. | ECH | 2 | 2 | 3873.15 | 7746.3 | MAT_Raw | El Tawakol | 13.15 - Salih Shamatah-Bill No.3.4: Mechanical Works - Pumping Station-3.4.4-b. | Dismantling joint, dia. 200 mm. | ECH | 2 | 3857 | 7714 | EGP | MAT_Raw
Qasr Rashwan - Lot B _0208 |  | RFQ-00055 | Mostafa Shourbagi | MEP (Electro Mechanical) | 2024-08-26 | Ductile Iron Materials | Approved | 12.11 - Suleiman Tadrus-Bill No.2: Force Main Pipeline-2.3.4-b | Dismantling joint 150mm | ECH | 3 | 3 | 3041.55 | 9124.65 | MAT_Raw | El Tawakol | 12.11 - Suleiman Tadrus-Bill No.2: Force Main Pipeline-2.3.4-b | Dismantling joint 150mm | ECH | 3 | 3033 | 9099 | EGP | MAT_Raw
Qasr Rashwan - Lot B _0208 |  | RFQ-00055 | Mostafa Shourbagi | MEP (Electro Mechanical) | 2024-08-26 | Ductile Iron Materials | Approved | 12.11 - Suleiman Tadrus-Bill No.2: Force Main Pipeline-2.5.4-a | Dismantling joint 300mm | ECH | 2 | 1 | 6200.55 | 6200.55 | MAT_Raw | El Tawakol | 12.11 - Suleiman Tadrus-Bill No.2: Force Main Pipeline-2.5.4-a | Dismantling joint 300mm | ECH | 1 | 5874 | 5874 | EGP | MAT_Raw
Qasr Rashwan - Lot B _0208 |  | RFQ-00055 | Mostafa Shourbagi | MEP (Electro Mechanical) | 2024-08-26 | Ductile Iron Materials | Approved | 13.11 - Salih Shamatah-Bill No.2: Force Main Pipeline-2.5.4-b | Dismantling joint 150mm | ECH | 1 | 1 | 3041.55 | 3041.55 | MAT_Raw | El Tawakol | 13.11 - Salih Shamatah-Bill No.2: Force Main Pipeline-2.5.4-b | Dismantling joint 150mm | ECH | 1 | 3033 | 3033 | EGP | MAT_Raw
Qasr Rashwan - Lot B _0208 |  | RFQ-00055 | Mostafa Shourbagi | MEP (Electro Mechanical) | 2024-08-26 | Ductile Iron Materials | Approved | 14.11 - Abou Hussein-BILL NO.2 : Force Main Pipeline-2.3.4-a | Dismantling joint 200mm | ECH | 2 | 2 | 3873.15 | 7746.3 | MAT_Raw | El Tawakol | 14.11 - Abou Hussein-BILL NO.2 : Force Main Pipeline-2.3.4-a | Dismantling joint 200mm | ECH | 2 | 3857 | 7714 | EGP | MAT_Raw
Qasr Rashwan - Lot B _0208 |  | RFQ-00055 | Mostafa Shourbagi | MEP (Electro Mechanical) | 2024-08-26 | Ductile Iron Materials | Approved | 15.11 - Al Burm-Bill No. 2: Force Main Pipeline-2.5.4-a | Dismantling joint 250mm | ECH | 1 | 1 | 5283.9 | 5283.9 | MAT_Raw | El Tawakol | 15.11 - Al Burm-Bill No. 2: Force Main Pipeline-2.5.4-a | Dismantling joint 250mm | ECH | 1 | 5286 | 5286 | EGP | MAT_Raw
Qasr Rashwan - Lot B _0208 |  | RFQ-00055 | Mostafa Shourbagi | MEP (Electro Mechanical) | 2024-08-26 | Ductile Iron Materials | Approved | 15.11 - Al Burm-Bill No. 2: Force Main Pipeline-2.5.4-b | Dismantling joint 150mm | ECH | 1 | 1 | 3041.55 | 3041.55 | MAT_Raw | El Tawakol | 15.11 - Al Burm-Bill No. 2: Force Main Pipeline-2.5.4-b | Dismantling joint 150mm | ECH | 1 | 3033 | 3033 | EGP | MAT_Raw
Qasr Rashwan - Lot B _0208 |  | RFQ-00055 | Mostafa Shourbagi | MEP (Electro Mechanical) | 2024-08-26 | Ductile Iron Materials | Approved | 12.11 - Suleiman Tadrus-Bill No.2: Force Main Pipeline-2.5.4-c | Dismantling joint 150mm | ECH | 3 | 3 | 3041.55 | 9124.65 | MAT_Raw | El Tawakol | 12.11 - Suleiman Tadrus-Bill No.2: Force Main Pipeline-2.5.4-c | Dismantling joint 150mm | ECH | 3 | 3033 | 9099 | EGP | MAT_Raw
Qasr Rashwan - Lot B _0208 |  | RFQ-00055 | Mostafa Shourbagi | MEP (Electro Mechanical) | 2024-08-26 | Ductile Iron Materials | Approved | 11.11 - Abd Al Rahman Ibrahim-Bill No.2: Force Main Pipeline-2.5.4-b | Dismantling joint 300mm | ECH | 1 | 1 | 6200.55 | 6200.55 | MAT_Raw | El Tawakol | 11.11 - Abd Al Rahman Ibrahim-Bill No.2: Force Main Pipeline-2.5.4-b | Dismantling joint 300mm | ECH | 1 | 5874 | 5874 | EGP | MAT_Raw
Qasr Rashwan - Lot B _0208 |  | RFQ-00055 | Mostafa Shourbagi | MEP (Electro Mechanical) | 2024-08-26 | Ductile Iron Materials | Approved | 11.11 - Abd Al Rahman Ibrahim-Bill No.2: Force Main Pipeline-2.5.4-c | Dismantling joint 200mm | ECH | 1 | 1 | 3873.15 | 3873.15 | MAT_Raw | El Tawakol | 11.11 - Abd Al Rahman Ibrahim-Bill No.2: Force Main Pipeline-2.5.4-c | Dismantling joint 200mm | ECH | 1 | 3857 | 3857 | EGP | MAT_Raw
Qasr Rashwan - Lot B _0208 |  | RFQ-00055 | Mostafa Shourbagi | MEP (Electro Mechanical) | 2024-08-26 | Ductile Iron Materials | Approved | 12.11 - Suleiman Tadrus-Bill No.2: Force Main Pipeline-2.5.4-b | Dismantling joint 200mm | ECH | 1 | 1 | 3873.15 | 3873.15 | MAT_Raw | El Tawakol | 12.11 - Suleiman Tadrus-Bill No.2: Force Main Pipeline-2.5.4-b | Dismantling joint 200mm | ECH | 1 | 3857 | 3857 | EGP | MAT_Raw
Qasr Rashwan - Lot B _0208 |  | RFQ-00055 | Mostafa Shourbagi | MEP (Electro Mechanical) | 2024-08-26 | Ductile Iron Materials | Approved | 10.11 - Abd Al Azeem Al Sofy -Bill No.2: Force Main Pipeline-2.3.4-c | Dismantling joint 150mm | ECH | 3 | 3 | 3041.55 | 9124.65 | MAT_Raw | El Tawakol | 10.11 - Abd Al Azeem Al Sofy -Bill No.2: Force Main Pipeline-2.3.4-c | Dismantling joint 150mm | ECH | 3 | 3033 | 9099 | EGP | MAT_Raw
Qasr Rashwan - Lot B _0208 |  | RFQ-00055 | Mostafa Shourbagi | MEP (Electro Mechanical) | 2024-08-26 | Ductile Iron Materials | Approved | 15.11 - Al Burm-Bill No. 2: Force Main Pipeline-2.3.4-b | Dismantling joint 150mm | ECH | 1 | 1 | 3041.55 | 3041.55 | MAT_Raw | El Tawakol | 15.11 - Al Burm-Bill No. 2: Force Main Pipeline-2.3.4-b | Dismantling joint 150mm | ECH | 1 | 3033 | 3033 | EGP | MAT_Raw
Qasr Rashwan - Lot B _0208 |  | RFQ-00055 | Mostafa Shourbagi | MEP (Electro Mechanical) | 2024-08-26 | Ductile Iron Materials | Approved | 15.15 - Al Burm-Bill No.3.4: Mechanical Works - Pumping Station-3.4.4-b. | Dismantling joint, dia. 250 mm. | ECH | 2 | 2 | 5283.9 | 10567.8 | MAT_Raw | El Tawakol | 15.15 - Al Burm-Bill No.3.4: Mechanical Works - Pumping Station-3.4.4-b. | Dismantling joint, dia. 250 mm. | ECH | 2 | 5286 | 10572 | EGP | MAT_Raw
Qasr Rashwan - Lot B _0208 |  | RFQ-00055 | Mostafa Shourbagi | MEP (Electro Mechanical) | 2024-08-26 | Ductile Iron Materials | Approved | 14.10 - Abou Hussein-BILL NO.1 : SEWAGE NETWORK-1.5.3-b | Dismantling joints | ECH | 1 | 1 | 6200.55 | 6200.55 | MAT_Raw | El Tawakol | 14.10 - Abou Hussein-BILL NO.1 : SEWAGE NETWORK-1.5.3-b | Dismantling joints | ECH | 1 | 5874 | 5874 | EGP | MAT_Raw
Qasr Rashwan - Lot B _0208 |  | RFQ-00055 | Mostafa Shourbagi | MEP (Electro Mechanical) | 2024-08-26 | Ductile Iron Materials | Approved | 11.11 - Abd Al Rahman Ibrahim-Bill No.2: Force Main Pipeline-2.3.4-a | Dismantling joint 350mm | ECH | 2 | 1 | 8640 | 8640 | MAT_Raw | El Tawakol | 11.11 - Abd Al Rahman Ibrahim-Bill No.2: Force Main Pipeline-2.3.4-a | Dismantling joint 350mm | ECH | 1 | 8452 | 8452 | EGP | MAT_Raw
Qasr Rashwan - Lot B _0208 |  | RFQ-00055 | Mostafa Shourbagi | MEP (Electro Mechanical) | 2024-08-26 | Ductile Iron Materials | Approved | 11.11 - Abd Al Rahman Ibrahim-Bill No.2: Force Main Pipeline-2.5.4-a | Dismantling joint 350mm | ECH | 4 | 4 | 8640 | 34560 | MAT_Raw | El Tawakol | 11.11 - Abd Al Rahman Ibrahim-Bill No.2: Force Main Pipeline-2.5.4-a | Dismantling joint 350mm | ECH | 4 | 8452 | 33808 | EGP | MAT_Raw
Qasr Rashwan - Lot B _0208 |  | RFQ-00055 | Mostafa Shourbagi | MEP (Electro Mechanical) | 2024-08-26 | Ductile Iron Materials | Approved | 11.15 - Abd Al Rahman Ibrahim-Bill No.3.4: Mechanical Works - Pumping Station-3.4.4-b. | Dismantling joint, dia. 350 mm. | ECH | 2 | 2 | 8640 | 17280 | MAT_Raw | El Tawakol | 11.15 - Abd Al Rahman Ibrahim-Bill No.3.4: Mechanical Works - Pumping Station-3.4.4-b. | Dismantling joint, dia. 350 mm. | ECH | 2 | 8452 | 16904 | EGP | MAT_Raw
Qasr Rashwan - Lot B _0208 |  | RFQ-00055 | Mostafa Shourbagi | MEP (Electro Mechanical) | 2024-08-26 | Ductile Iron Materials | Approved | 10.15 - Abd Al Azeem Al Sofy -Bill No.3.4: Mechanical Works - Pumping Station-3.4.4-b. | Dismantling joint, dia. 400 mm. | ECH | 2 | 1 | 9383.85 | 9383.85 | MAT_Raw | El Tawakol | 10.15 - Abd Al Azeem Al Sofy -Bill No.3.4: Mechanical Works - Pumping Station-3.4.4-b. | Dismantling joint, dia. 400 mm. | ECH | 1 | 9538 | 9538 | EGP | MAT_Raw
Qasr Rashwan - Lot B _0208 |  | RFQ-00055 | Mostafa Shourbagi | MEP (Electro Mechanical) | 2024-08-26 | Ductile Iron Materials | Approved | 10.11 - Abd Al Azeem Al Sofy -Bill No.2: Force Main Pipeline-2.5.4-a | Dismantling joint 400mm | ECH | 4 | 4 | 9383.85 | 37535.4 | MAT_Raw | El Tawakol | 10.11 - Abd Al Azeem Al Sofy -Bill No.2: Force Main Pipeline-2.5.4-a | Dismantling joint 400mm | ECH | 4 | 9538 | 38152 | EGP | MAT_Raw
Qasr Rashwan - Lot B _0208 |  | RFQ-00055 | Mostafa Shourbagi | MEP (Electro Mechanical) | 2024-08-26 | Ductile Iron Materials | Approved | 10.11 - Abd Al Azeem Al Sofy -Bill No.2: Force Main Pipeline-2.3.4-a | Dismantling joint 400 mm | ECH | 2 | 2 | 9383.85 | 18767.7 | MAT_Raw | El Tawakol | 10.11 - Abd Al Azeem Al Sofy -Bill No.2: Force Main Pipeline-2.3.4-a | Dismantling joint 400 mm | ECH | 2 | 9538 | 19076 | EGP | MAT_Raw
Qasr Rashwan - Lot B _0208 |  | RFQ-00055 | Mostafa Shourbagi | MEP (Electro Mechanical) | 2024-08-26 | Ductile Iron Materials | Approved | 10.10 - Abd Al Azeem Al Sofy -BILL NO.1: SEWAGE NETWORK-1.6.3-b | Dismantling joints | ECH | 1 | 1 | 28321.65 | 28321.65 | MAT_Raw | El Tawakol | 10.10 - Abd Al Azeem Al Sofy -BILL NO.1: SEWAGE NETWORK-1.6.3-b | Dismantling joints | ECH | 1 | 27304 | 27304 | EGP | MAT_Raw
Qasr Rashwan - Lot B _0208 |  | RFQ-00055 | Mostafa Shourbagi | MEP (Electro Mechanical) | 2024-08-26 | Ductile Iron Materials | Approved | 12.10 - Suleiman Tadrus-BILL NO.1: SEWAGE NETWORK-1.6.3-b | Dismantling joints | ECH | 1 | 1 | 14683.95 | 14683.95 | MAT_Raw | El Tawakol | 12.10 - Suleiman Tadrus-BILL NO.1: SEWAGE NETWORK-1.6.3-b | Dismantling joints | ECH | 1 | 14834 | 14834 | EGP | MAT_Raw
Qasr Rashwan - Lot B _0208 |  | RFQ-00055 | Mostafa Shourbagi | MEP (Electro Mechanical) | 2024-08-26 | Ductile Iron Materials | Approved | 11.10 - Abd Al Rahman Ibrahim-BILL NO.1: SEWAGE NETWORK-1.5.3-b | Dismantling joints | ECH | 1 | 1 | 14683.95 | 14683.95 | MAT_Raw | El Tawakol | 11.10 - Abd Al Rahman Ibrahim-BILL NO.1: SEWAGE NETWORK-1.5.3-b | Dismantling joints | ECH | 1 | 14834 | 14834 | EGP | MAT_Raw
Qasr Rashwan - Lot B _0208 |  | RFQ-00055 | Mostafa Shourbagi | MEP (Electro Mechanical) | 2024-08-26 | Ductile Iron Materials | Approved | 15.10 - Al Burm-BILL NO. 1: SEWAGE NETWORK-1.5.3-b | Dismantling joints | ECH | 1 | 1 | 14683.95 | 14683.95 | MAT_Raw | El Tawakol | 15.10 - Al Burm-BILL NO. 1: SEWAGE NETWORK-1.5.3-b | Dismantling joints | ECH | 1 | 14834 | 14834 | EGP | MAT_Raw
Qasr Rashwan - Lot B _0208 |  | RFQ-00055 | Mostafa Shourbagi | MEP (Electro Mechanical) | 2024-08-26 | Ductile Iron Materials | Approved | 10.11 - Abd Al Azeem Al Sofy -Bill No.2: New item | new item | ECH | 4 | 4 | 0 | 0 | MAT_Raw | El Tawakol | 10.11 - Abd Al Azeem Al Sofy -Bill No.2: New item | new item | ECH | 4 | 2072 | 8288 | EGP | MAT_Raw
Qasr Rashwan - Lot B _0208 |  | RFQ-00055 | Mostafa Shourbagi | MEP (Electro Mechanical) | 2024-08-26 | Ductile Iron Materials | Approved | 10.11 - Abd Al Azeem Al Sofy -Bill No.2: New item | new item | ECH | 9 | 9 | 0 | 0 | MAT_Raw | El Tawakol | 10.11 - Abd Al Azeem Al Sofy -Bill No.2: New item | new item | ECH | 9 | 4070 | 36630 | EGP | MAT_Raw
Qasr Rashwan - Lot B _0208 |  | RFQ-00055 | Mostafa Shourbagi | MEP (Electro Mechanical) | 2024-08-26 | Ductile Iron Materials | Approved | 10.11 - Abd Al Azeem Al Sofy -Bill No.2: New item | new item | ECH | 4 | 4 | 0 | 0 | MAT_Raw | El Tawakol | 10.11 - Abd Al Azeem Al Sofy -Bill No.2: New item | new item | ECH | 4 | 2368 | 9472 | EGP | MAT_Raw
Qasr Rashwan - Lot B _0208 |  | RFQ-00055 | Mostafa Shourbagi | MEP (Electro Mechanical) | 2024-08-26 | Ductile Iron Materials | Approved | 10.11 - Abd Al Azeem Al Sofy -Bill No.2: New item | new item | ECH | 9 | 9 | 0 | 0 | MAT_Raw | El Tawakol | 10.11 - Abd Al Azeem Al Sofy -Bill No.2: New item | new item | ECH | 9 | 4736 | 42624 | EGP | MAT_Raw
Qasr Rashwan - Lot B _0208 |  | RFQ-00055 | Mostafa Shourbagi | MEP (Electro Mechanical) | 2024-08-26 | Ductile Iron Materials | Approved | 14.11 - Abou Hussein-BILL NO.2 : New item | new item | ECH | 3 | 3 | 0 | 0 | MAT_Raw | El Tawakol | 14.11 - Abou Hussein-BILL NO.2 : New item | new item | ECH | 3 | 1517 | 4551 | EGP | MAT_Raw
Qasr Rashwan - Lot B _0208 |  | RFQ-00055 | Mostafa Shourbagi | MEP (Electro Mechanical) | 2024-08-26 | Ductile Iron Materials | Approved | 14.11 - Abou Hussein-BILL NO.2 : New item | new item | ECH | 4 | 4 | 0 | 0 | MAT_Raw | El Tawakol | 14.11 - Abou Hussein-BILL NO.2 : New item | new item | ECH | 4 | 1665 | 6660 | EGP | MAT_Raw
Qasr Rashwan - Lot B _0208 |  | RFQ-00055 | Mostafa Shourbagi | MEP (Electro Mechanical) | 2024-08-26 | Ductile Iron Materials | Approved | 15.11 - Al Burm-Bill No. 2: New item | new item | ECH | 4 | 4 | 0 | 0 | MAT_Raw | El Tawakol | 15.11 - Al Burm-Bill No. 2: New item | new item | ECH | 4 | 2072 | 8288 | EGP | MAT_Raw
MOC HQ at Diriyah _K0005 |  | RFQ-00023 | Ahmed Fouad | MEP (Electro Mechanical) | 2024-08-14 | Supply & Install MEP Items - Second Floor | Approved | 12.12 - Return Square diffuser | 150mm x 150mm | ECH | 24 | 8 | 63.81 | 510.48 | SC_Supply/Apply | SMEP CO. | 12.12 - Return Square diffuser | 150mm x 150mm | ECH | 8 | 110.24 | 881.92 | SAR | SC_Supply/Apply
MOC HQ at Diriyah _K0005 |  | RFQ-00023 | Ahmed Fouad | MEP (Electro Mechanical) | 2024-08-14 | Supply & Install MEP Items - Second Floor | Approved | 12.12 - Fresh Square diffuser | 150mm x 150mm | ECH | 36 | 8 | 63.81 | 510.48 | SC_Supply/Apply | SMEP CO. | 12.12 - Fresh Square diffuser | 150mm x 150mm | ECH | 8 | 121.15 | 969.2 | SAR | SC_Supply/Apply
MOC HQ at Diriyah _K0005 |  | RFQ-00023 | Ahmed Fouad | MEP (Electro Mechanical) | 2024-08-14 | Supply & Install MEP Items - Second Floor | Approved | 12.12 - Rectangulatr ductworks-128 | Low pressure | ECH | 240000 | 80000 | 29.25 | 2340000 | SC_Supply/Apply | SMEP CO. | 12.12 - Rectangulatr ductworks-128 | Low pressure | ECH | 80000 | 31 | 2480000 | SAR | SC_Supply/Apply
MOC HQ at Diriyah _K0005 |  | RFQ-00023 | Ahmed Fouad | MEP (Electro Mechanical) | 2024-08-14 | Supply & Install MEP Items - Second Floor | Approved | 12.12 - Rectangular ductworks-129 | Low pressure | ECH | 2400 | 800 | 19 | 15200 | SC_Supply/Apply | SMEP CO. | 12.12 - Rectangular ductworks-129 | Low pressure | ECH | 800 | 40 | 32000 | SAR | SC_Supply/Apply
MOC HQ at Diriyah _K0005 |  | RFQ-00023 | Ahmed Fouad | MEP (Electro Mechanical) | 2024-08-14 | Supply & Install MEP Items - Second Floor | Approved | 12.12 - Section 15100 - Valves and Specialties-133 | 50mm diameter gate valves | ECH | 4 | 2 | 923 | 1846 | SC_Supply/Apply | SMEP CO. | 12.12 - Section 15100 - Valves and Specialties-133 | 50mm diameter gate valves | ECH | 2 | 621.9 | 1243.8 | SAR | SC_Supply/Apply
MOC HQ at Diriyah _K0005 |  | RFQ-00023 | Ahmed Fouad | MEP (Electro Mechanical) | 2024-08-14 | Supply & Install MEP Items - Second Floor | Approved | 12.12 - Section 15100 - Valves and Specialties-134 | 65mm diameter gate valves | ECH | 4 | 2 | 1184 | 2368 | SC_Supply/Apply | SMEP CO. | 12.12 - Section 15100 - Valves and Specialties-134 | 65mm diameter gate valves | ECH | 2 | 927.01 | 1854.02 | SAR | SC_Supply/Apply
MOC HQ at Diriyah _K0005 |  | RFQ-00023 | Ahmed Fouad | MEP (Electro Mechanical) | 2024-08-14 | Supply & Install MEP Items - Second Floor | Approved | 12.12 - Section 15100 - Valves and Specialties-135 | 80mm diameter gate valves | ECH | 2 | 1 | 38040 | 38040 | SC_Supply/Apply | SMEP CO. | 12.12 - Section 15100 - Valves and Specialties-135 | 80mm diameter gate valves | ECH | 1 | 1104.81 | 1104.81 | SAR | SC_Supply/Apply
MOC HQ at Diriyah _K0005 |  | RFQ-00023 | Ahmed Fouad | MEP (Electro Mechanical) | 2024-08-14 | Supply & Install MEP Items - Second Floor | Approved | 12.12 - Section 15100 - Valves and Specialties-136 | 100mm diameter gate valves | ECH | 4 | 2 | 1605 | 3210 | SC_Supply/Apply | SMEP CO. | 12.12 - Section 15100 - Valves and Specialties-136 | 100mm diameter gate valves | ECH | 2 | 1421.25 | 2842.5 | SAR | SC_Supply/Apply
MOC HQ at Diriyah _K0005 |  | RFQ-00023 | Ahmed Fouad | MEP (Electro Mechanical) | 2024-08-14 | Supply & Install MEP Items - Second Floor | Approved | 12.12 - Section 15100 - Valves and Specialties-141 | 25mm automatic air vent | ECH | 4 | 2 | 399 | 798 | SC_Supply/Apply | SMEP CO. | 12.12 - Section 15100 - Valves and Specialties-141 | 25mm automatic air vent | ECH | 2 | 237.84 | 475.68 | SAR | SC_Supply/Apply
MOC HQ at Diriyah _K0005 |  | RFQ-00023 | Ahmed Fouad | MEP (Electro Mechanical) | 2024-08-14 | Supply & Install MEP Items - Second Floor | Approved | 12.12 - Section 15100 - Valves and Specialties-141 | 50mm diameter flow meter (Bi-Directional) | ECH | 2 | 1 | 1498 | 1498 | SC_Supply/Apply | SMEP CO. | 12.12 - Section 15100 - Valves and Specialties-141 | 50mm diameter flow meter (Bi-Directional) | ECH | 1 | 3604.57 | 3604.57 | SAR | SC_Supply/Apply
MOC HQ at Diriyah _K0005 |  | RFQ-00023 | Ahmed Fouad | MEP (Electro Mechanical) | 2024-08-14 | Supply & Install MEP Items - Second Floor | Approved | 12.12 - Section 15100 - Valves and Specialties-141 | 65mm diameter flow meter (Bi-Directional) | ECH | 2 | 1 | 2476 | 2476 | SC_Supply/Apply | SMEP CO. | 12.12 - Section 15100 - Valves and Specialties-141 | 65mm diameter flow meter (Bi-Directional) | ECH | 1 | 4046.21 | 4046.21 | SAR | SC_Supply/Apply
MOC HQ at Diriyah _K0005 |  | RFQ-00023 | Ahmed Fouad | MEP (Electro Mechanical) | 2024-08-14 | Supply & Install MEP Items - Second Floor | Approved | 12.12 - Section 15100 - Valves and Specialties-142 | 80mm diameter flow meter (Bi-Directional) | ECH | 1 | 1 | 2124 | 2124 | SC_Supply/Apply | SMEP CO. | 12.12 - Section 15100 - Valves and Specialties-142 | 80mm diameter flow meter (Bi-Directional) | ECH | 1 | 5209.66 | 5209.66 | SAR | SC_Supply/Apply
MOC HQ at Diriyah _K0005 |  | RFQ-00023 | Ahmed Fouad | MEP (Electro Mechanical) | 2024-08-14 | Supply & Install MEP Items - Second Floor | Approved | 12.12 - Section 15100 - Valves and Specialties-141 | 100mm diameter flow meter (Bi-Directional) | ECH | 2 | 1 | 3471 | 3471 | SC_Supply/Apply | SMEP CO. | 12.12 - Section 15100 - Valves and Specialties-141 | 100mm diameter flow meter (Bi-Directional) | ECH | 1 | 6114.57 | 6114.57 | SAR | SC_Supply/Apply
MOC HQ at Diriyah _K0005 |  | RFQ-00023 | Ahmed Fouad | MEP (Electro Mechanical) | 2024-08-14 | Supply & Install MEP Items - Second Floor | Approved | 12.12 - Section 15100 - Valves and Specialties-141 | 150mm diameter flow meter (Bi-Directional) | ECH | 2 | 1 | 4521.46 | 4521.46 | SC_Supply/Apply | SMEP CO. | 12.12 - Section 15100 - Valves and Specialties-141 | 150mm diameter flow meter (Bi-Directional) | ECH | 1 | 7019.47 | 7019.47 | SAR | SC_Supply/Apply
MOC HQ at Diriyah _K0005 |  | RFQ-00023 | Ahmed Fouad | MEP (Electro Mechanical) | 2024-08-14 | Supply & Install MEP Items - Second Floor | Approved | 12.12 - Section 15100 - Valves and Specialties-141 | 50mm diameter Double Regulating valve | ECH | 2 | 1 | 5263 | 5263 | SC_Supply/Apply | SMEP CO. | 12.12 - Section 15100 - Valves and Specialties-141 | 50mm diameter Double Regulating valve | ECH | 1 | 1001.86 | 1001.86 | SAR | SC_Supply/Apply
MOC HQ at Diriyah _K0005 |  | RFQ-00023 | Ahmed Fouad | MEP (Electro Mechanical) | 2024-08-14 | Supply & Install MEP Items - Second Floor | Approved | 12.12 - Section 15100 - Valves and Specialties-141 | 65mm diameter Double Regulating valve | ECH | 2 | 1 | 4521.46 | 4521.46 | SC_Supply/Apply | SMEP CO. | 12.12 - Section 15100 - Valves and Specialties-141 | 65mm diameter Double Regulating valve | ECH | 1 | 1182.84 | 1182.84 | SAR | SC_Supply/Apply
MOC HQ at Diriyah _K0005 |  | RFQ-00023 | Ahmed Fouad | MEP (Electro Mechanical) | 2024-08-14 | Supply & Install MEP Items - Second Floor | Approved | 12.12 - Section 15100 - Valves and Specialties-141 | 80mm diameter Double Regulating valve | ECH | 1 | 1 | 4521.46 | 4521.46 | SC_Supply/Apply | SMEP CO. | 12.12 - Section 15100 - Valves and Specialties-141 | 80mm diameter Double Regulating valve | ECH | 1 | 1725.78 | 1725.78 | SAR | SC_Supply/Apply
MOC HQ at Diriyah _K0005 |  | RFQ-00023 | Ahmed Fouad | MEP (Electro Mechanical) | 2024-08-14 | Supply & Install MEP Items - Second Floor | Approved | 12.12 - Section 15100 - Valves and Specialties-141 | 100mm diameter Double Regulating valve | ECH | 2 | 1 | 4521.46 | 4521.46 | SC_Supply/Apply | SMEP CO. | 12.12 - Section 15100 - Valves and Specialties-141 | 100mm diameter Double Regulating valve | ECH | 1 | 1984.33 | 1984.33 | SAR | SC_Supply/Apply
MOC HQ at Diriyah _K0005 |  | RFQ-00023 | Ahmed Fouad | MEP (Electro Mechanical) | 2024-08-14 | Supply & Install MEP Items - Second Floor | Approved | 12.12 - Section 15100 - Valves and Specialties-141 | 150mm diameter Double Regulating valve | ECH | 2 | 1 | 4521.46 | 4521.46 | SC_Supply/Apply | SMEP CO. | 12.12 - Section 15100 - Valves and Specialties-141 | 150mm diameter Double Regulating valve | ECH | 1 | 2307.51 | 2307.51 | SAR | SC_Supply/Apply
MOC HQ at Diriyah _K0005 |  | RFQ-00023 | Ahmed Fouad | MEP (Electro Mechanical) | 2024-08-14 | Supply & Install MEP Items - Second Floor | Approved | 12.12 - Section 15060 - Pipe Works and Fittings-143 | 25mm diameter | MTR | 1155 | 385 | 7.32 | 2818.2 | SC_Supply/Apply | SMEP CO. | 12.12 - Section 15060 - Pipe Works and Fittings-143 | 25mm diameter | MTR | 385 | 17.2 | 6622 | SAR | SC_Supply/Apply
MOC HQ at Diriyah _K0005 |  | RFQ-00023 | Ahmed Fouad | MEP (Electro Mechanical) | 2024-08-14 | Supply & Install MEP Items - Second Floor | Approved | 12.12 - Section 15060 - Pipe Works and Fittings-144 | 32mm diameter | MTR | 468 | 156 | 13.46 | 2099.76 | SC_Supply/Apply | SMEP CO. | 12.12 - Section 15060 - Pipe Works and Fittings-144 | 32mm diameter | MTR | 156 | 22.07 | 3442.92 | SAR | SC_Supply/Apply
MOC HQ at Diriyah _K0005 |  | RFQ-00023 | Ahmed Fouad | MEP (Electro Mechanical) | 2024-08-14 | Supply & Install MEP Items - Second Floor | Approved | 12.12 - Section 15060 - Pipe Works and Fittings-146 | 50mm diameter | MTR | 866 | 289 | 12.12 | 3502.68 | SC_Supply/Apply | SMEP CO. | 12.12 - Section 15060 - Pipe Works and Fittings-146 | 50mm diameter | MTR | 289 | 43.39 | 12539.71 | SAR | SC_Supply/Apply
MOC HQ at Diriyah _K0005 |  | RFQ-00023 | Ahmed Fouad | MEP (Electro Mechanical) | 2024-08-14 | Supply & Install MEP Items - Second Floor | Approved | 12.12 - Section 15060 - Pipe Works and Fittings-147 | 32mm diameter | MTR | 604.15 | 202 | 8.34 | 1684.68 | SC_Supply/Apply | SMEP CO. | 12.12 - Section 15060 - Pipe Works and Fittings-147 | 32mm diameter | MTR | 202 | 72.8 | 14705.6 | SAR | SC_Supply/Apply
MOC HQ at Diriyah _K0005 |  | RFQ-00023 | Ahmed Fouad | MEP (Electro Mechanical) | 2024-08-14 | Supply & Install MEP Items - Second Floor | Approved | 12.12 - Section 15060 - Pipe Works and Fittings-148 | 40mm diameter | MTR | 458.82 | 153 | 14.49 | 2216.97 | SC_Supply/Apply | SMEP CO. | 12.12 - Section 15060 - Pipe Works and Fittings-148 | 40mm diameter | MTR | 153 | 86.61 | 13251.33 | SAR | SC_Supply/Apply
MOC HQ at Diriyah _K0005 |  | RFQ-00023 | Ahmed Fouad | MEP (Electro Mechanical) | 2024-08-14 | Supply & Install MEP Items - Second Floor | Approved | 12.12 - Section 15060 - Pipe Works and Fittings-149 | 50mm diameter | MTR | 362.34 | 121 | 19.71 | 2384.91 | SC_Supply/Apply | SMEP CO. | 12.12 - Section 15060 - Pipe Works and Fittings-149 | 50mm diameter | MTR | 121 | 104.71 | 12669.91 | SAR | SC_Supply/Apply
MOC HQ at Diriyah _K0005 |  | RFQ-00023 | Ahmed Fouad | MEP (Electro Mechanical) | 2024-08-14 | Supply & Install MEP Items - Second Floor | Approved | 12.12 - Section 15060 - Pipe Works and Fittings-150 | 65mm diameter | MTR | 394.75 | 132 | 24.62 | 3249.84 | SC_Supply/Apply | SMEP CO. | 12.12 - Section 15060 - Pipe Works and Fittings-150 | 65mm diameter | MTR | 132 | 138.78 | 18318.96 | SAR | SC_Supply/Apply
MOC HQ at Diriyah _K0005 |  | RFQ-00023 | Ahmed Fouad | MEP (Electro Mechanical) | 2024-08-14 | Supply & Install MEP Items - Second Floor | Approved | 12.12 - Section 15060 - Pipe Works and Fittings-151 | 80mm diameter | MTR | 143.68 | 48 | 168.71 | 8098.08 | SC_Supply/Apply | SMEP CO. | 12.12 - Section 15060 - Pipe Works and Fittings-151 | 80mm diameter | MTR | 48 | 174.91 | 8395.68 | SAR | SC_Supply/Apply
MOC HQ at Diriyah _K0005 |  | RFQ-00023 | Ahmed Fouad | MEP (Electro Mechanical) | 2024-08-14 | Supply & Install MEP Items - Second Floor | Approved | 12.12 - Section 15060 - Pipe Works and Fittings-152 | 100mm diameter | MTR | 472.71 | 158 | 33.64 | 5315.12 | SC_Supply/Apply | SMEP CO. | 12.12 - Section 15060 - Pipe Works and Fittings-152 | 100mm diameter | MTR | 158 | 272.76 | 43096.08 | SAR | SC_Supply/Apply
MOC HQ at Diriyah _K0005 |  | RFQ-00023 | Ahmed Fouad | MEP (Electro Mechanical) | 2024-08-14 | Supply & Install MEP Items - Second Floor | Approved | 12.12 - Section 15060 - Pipe Works and Fittings-154 | 150mm diameter | MTR | 74.71 | 25 | 333.29 | 8332.25 | SC_Supply/Apply | SMEP CO. | 12.12 - Section 15060 - Pipe Works and Fittings-154 | 150mm diameter | MTR | 25 | 401.96 | 10049 | SAR | SC_Supply/Apply
MOC HQ at Diriyah _K0005 |  | RFQ-00023 | Ahmed Fouad | MEP (Electro Mechanical) | 2024-08-14 | Supply & Install MEP Items - Second Floor | Approved | 12.12 - Section 15060 - Pipe Works and Fittings-154 | 15mm diameter | MTR | 3902.99 | 1301 | 9.93 | 12918.93 | SC_Supply/Apply | SMEP CO. | 12.12 - Section 15060 - Pipe Works and Fittings-154 | 15mm diameter | MTR | 1301 | 38.48 | 50062.48 | SAR | SC_Supply/Apply
MOC HQ at Diriyah _K0005 |  | RFQ-00023 | Ahmed Fouad | MEP (Electro Mechanical) | 2024-08-14 | Supply & Install MEP Items - Second Floor | Approved | 12.12 - Section 15060 - Pipe Works and Fittings-154 | 20mm diameter | MTR | 1033.56 | 345 | 9.93 | 3425.85 | SC_Supply/Apply | SMEP CO. | 12.12 - Section 15060 - Pipe Works and Fittings-154 | 20mm diameter | MTR | 345 | 41.6 | 14352 | SAR | SC_Supply/Apply
MOC HQ at Diriyah _K0005 |  | RFQ-00023 | Ahmed Fouad | MEP (Electro Mechanical) | 2024-08-14 | Supply & Install MEP Items - Second Floor | Approved | 12.12 - Section 15060 - Pipe Works and Fittings-154 | 25mm diameter | MTR | 629.01 | 210 | 9.93 | 2085.3 | SC_Supply/Apply | SMEP CO. | 12.12 - Section 15060 - Pipe Works and Fittings-154 | 25mm diameter | MTR | 210 | 60.76 | 12759.6 | SAR | SC_Supply/Apply
MOC HQ at Diriyah _K0005 |  | RFQ-00023 | Ahmed Fouad | MEP (Electro Mechanical) | 2024-08-14 | Supply & Install MEP Items - Second Floor | Approved | 12.12 - Section 15260 - Insulation and Lagging-156 | To rectangular ductwork | SQM | 35000 | 11667 | 45 | 525015 | SC_Supply/Apply | SMEP CO. | 12.12 - Section 15260 - Insulation and Lagging-156 | To rectangular ductwork | SQM | 11667 | 30 | 350010 | SAR | SC_Supply/Apply
MOC HQ at Diriyah _K0005 |  | RFQ-00023 | Ahmed Fouad | MEP (Electro Mechanical) | 2024-08-14 | Supply & Install MEP Items - Second Floor | Approved | 12.12 - Section 15260 - Insulation and Lagging-170 | To rectangular ductwork | SQM | 2500 | 834 | 132.8 | 110755.2 | SC_Supply/Apply | SMEP CO. | 12.12 - Section 15260 - Insulation and Lagging-170 | To rectangular ductwork | SQM | 834 | 25.91 | 21608.94 | SAR | SC_Supply/Apply
MOC HQ at Diriyah _K0005 |  | RFQ-00023 | Ahmed Fouad | MEP (Electro Mechanical) | 2024-08-14 | Supply & Install MEP Items - Second Floor | Approved | 12.12 - Section 15260 - Insulation and Lagging-157 | 25mm diameter | MTR | 1155 | 385 | 14.44 | 5559.4 | SC_Supply/Apply | SMEP CO. | 12.12 - Section 15260 - Insulation and Lagging-157 | 25mm diameter | MTR | 385 | 20.8 | 8008 | SAR | SC_Supply/Apply
MOC HQ at Diriyah _K0005 |  | RFQ-00023 | Ahmed Fouad | MEP (Electro Mechanical) | 2024-08-14 | Supply & Install MEP Items - Second Floor | Approved | 12.12 - Section 15260 - Insulation and Lagging-158 | 32mm diameter | MTR | 468 | 156 | 26.92 | 4199.52 | SC_Supply/Apply | SMEP CO. | 12.12 - Section 15260 - Insulation and Lagging-158 | 32mm diameter | MTR | 156 | 23.48 | 3662.88 | SAR | SC_Supply/Apply
MOC HQ at Diriyah _K0005 |  | RFQ-00023 | Ahmed Fouad | MEP (Electro Mechanical) | 2024-08-14 | Supply & Install MEP Items - Second Floor | Approved | 12.12 - Section 15260 - Insulation and Lagging-160 | 50mm diameter | MTR | 866 | 289 | 19.05 | 5505.45 | SC_Supply/Apply | SMEP CO. | 12.12 - Section 15260 - Insulation and Lagging-160 | 50mm diameter | MTR | 289 | 26 | 7514 | SAR | SC_Supply/Apply
MOC HQ at Diriyah _K0005 |  | RFQ-00023 | Ahmed Fouad | MEP (Electro Mechanical) | 2024-08-14 | Supply & Install MEP Items - Second Floor | Approved | 12.12 - Section 15260 - Insulation and Lagging-161 | 32mm diameter | MTR | 604.15 | 202 | 7.25 | 1464.5 | SC_Supply/Apply | SMEP CO. | 12.12 - Section 15260 - Insulation and Lagging-161 | 32mm diameter | MTR | 202 | 23.13 | 4672.26 | SAR | SC_Supply/Apply
MOC HQ at Diriyah _K0005 |  | RFQ-00023 | Ahmed Fouad | MEP (Electro Mechanical) | 2024-08-14 | Supply & Install MEP Items - Second Floor | Approved | 12.12 - Section 15260 - Insulation and Lagging-162 | 40mm diameter | MTR | 458.82 | 153 | 12.21 | 1868.13 | SC_Supply/Apply | SMEP CO. | 12.12 - Section 15260 - Insulation and Lagging-162 | 40mm diameter | MTR | 153 | 24.96 | 3818.88 | SAR | SC_Supply/Apply
MOC HQ at Diriyah _K0005 |  | RFQ-00023 | Ahmed Fouad | MEP (Electro Mechanical) | 2024-08-14 | Supply & Install MEP Items - Second Floor | Approved | 12.12 - Section 15260 - Insulation and Lagging-163 | 50mm diameter | MTR | 362.34 | 121 | 14.74 | 1783.54 | SC_Supply/Apply | SMEP CO. | 12.12 - Section 15260 - Insulation and Lagging-163 | 50mm diameter | MTR | 121 | 27.04 | 3271.84 | SAR | SC_Supply/Apply
MOC HQ at Diriyah _K0005 |  | RFQ-00023 | Ahmed Fouad | MEP (Electro Mechanical) | 2024-08-14 | Supply & Install MEP Items - Second Floor | Approved | 12.12 - Section 15260 - Insulation and Lagging-163 | 15mm diameter | MTR | 3902.99 | 1301 | 4.17 | 5425.17 | SC_Supply/Apply | SMEP CO. | 12.12 - Section 15260 - Insulation and Lagging-163 | 15mm diameter | MTR | 1301 | 17.68 | 23001.68 | SAR | SC_Supply/Apply
MOC HQ at Diriyah _K0005 |  | RFQ-00023 | Ahmed Fouad | MEP (Electro Mechanical) | 2024-08-14 | Supply & Install MEP Items - Second Floor | Approved | 12.12 - Section 15260 - Insulation and Lagging-163 | 20mm diameter | MTR | 1033.56 | 345 | 4.17 | 1438.65 | SC_Supply/Apply | SMEP CO. | 12.12 - Section 15260 - Insulation and Lagging-163 | 20mm diameter | MTR | 345 | 19.76 | 6817.2 | SAR | SC_Supply/Apply
MOC HQ at Diriyah _K0005 |  | RFQ-00023 | Ahmed Fouad | MEP (Electro Mechanical) | 2024-08-14 | Supply & Install MEP Items - Second Floor | Approved | 12.12 - Section 15260 - Insulation and Lagging-163 | 25mm diameter | MTR | 629.01 | 210 | 4.17 | 875.7 | SC_Supply/Apply | SMEP CO. | 12.12 - Section 15260 - Insulation and Lagging-163 | 25mm diameter | MTR | 210 | 20.8 | 4368 | SAR | SC_Supply/Apply
MOC HQ at Diriyah _K0005 |  | RFQ-00023 | Ahmed Fouad | MEP (Electro Mechanical) | 2024-08-14 | Supply & Install MEP Items - Second Floor | Approved | 12.12 - Section 15260 - Insulation and Lagging-164 | 65mm diameter | MTR | 394.75 | 132 | 15.5 | 2046 | SC_Supply/Apply | SMEP CO. | 12.12 - Section 15260 - Insulation and Lagging-164 | 65mm diameter | MTR | 132 | 35.36 | 4667.52 | SAR | SC_Supply/Apply
MOC HQ at Diriyah _K0005 |  | RFQ-00023 | Ahmed Fouad | MEP (Electro Mechanical) | 2024-08-14 | Supply & Install MEP Items - Second Floor | Approved | 12.12 - Section 15260 - Insulation and Lagging-165 | 80mm diameter | MTR | 143.68 | 48 | 101.06 | 4850.88 | SC_Supply/Apply | SMEP CO. | 12.12 - Section 15260 - Insulation and Lagging-165 | 80mm diameter | MTR | 48 | 37.44 | 1797.12 | SAR | SC_Supply/Apply
MOC HQ at Diriyah _K0005 |  | RFQ-00023 | Ahmed Fouad | MEP (Electro Mechanical) | 2024-08-14 | Supply & Install MEP Items - Second Floor | Approved | 12.12 - Section 15260 - Insulation and Lagging-166 | 100mm diameter | MTR | 472.71 | 158 | 18.28 | 2888.24 | SC_Supply/Apply | SMEP CO. | 12.12 - Section 15260 - Insulation and Lagging-166 | 100mm diameter | MTR | 158 | 45.76 | 7230.08 | SAR | SC_Supply/Apply
MOC HQ at Diriyah _K0005 |  | RFQ-00023 | Ahmed Fouad | MEP (Electro Mechanical) | 2024-08-14 | Supply & Install MEP Items - Second Floor | Approved | 12.12 - Section 15260 - Insulation and Lagging-168 | 150mm diameter | MTR | 75 | 25 | 148 | 3700 | SC_Supply/Apply | SMEP CO. | 12.12 - Section 15260 - Insulation and Lagging-168 | 150mm diameter | MTR | 25 | 55.12 | 1378 | SAR | SC_Supply/Apply
MOC HQ at Diriyah _K0005 |  | RFQ-00023 | Ahmed Fouad | MEP (Electro Mechanical) | 2024-08-14 | Supply & Install MEP Items - Second Floor | Approved | 12.10 - Section 15060 - Pipe Works and Fittings-40 | 110mm diameter | MTR | 60 | 20 | 240 | 4800 | SC_Supply/Apply | SMEP CO. | 12.10 - Section 15060 - Pipe Works and Fittings-40 | 110mm diameter | MTR | 20 | 105.82 | 2116.4 | SAR | SC_Supply/Apply
MOC HQ at Diriyah _K0005 |  | RFQ-00023 | Ahmed Fouad | MEP (Electro Mechanical) | 2024-08-14 | Supply & Install MEP Items - Second Floor | Approved | 12.10 - Section 15060 - Pipe Works and Fittings-39 | 75mm diameter | MTR | 364 | 122 | 119.09 | 14528.98 | SC_Supply/Apply | SMEP CO. | 12.10 - Section 15060 - Pipe Works and Fittings-39 | 75mm diameter | MTR | 122 | 81.44 | 9935.68 | SAR | SC_Supply/Apply
MOC HQ at Diriyah _K0005 |  | RFQ-00023 | Ahmed Fouad | MEP (Electro Mechanical) | 2024-08-14 | Supply & Install MEP Items - Second Floor | Approved | 12.12 - Section 15100 - Valves and Specialties-141 | 50mm Drain Valve | ECH | 4 | 2 | 4521.46 | 9042.92 | SC_Supply/Apply | SMEP CO. | 12.12 - Section 15100 - Valves and Specialties-141 | 50mm Drain Valve | ECH | 2 | 471.84 | 943.68 | SAR | SC_Supply/Apply
MOC HQ at Diriyah _K0005 |  | RFQ-00023 | Ahmed Fouad | MEP (Electro Mechanical) | 2024-08-14 | Supply & Install MEP Items - Second Floor | Approved | 12.12 - Return linear slot diffusers - type R.L.S.D.-113 | S.L.S.D. 2 slots (25mm), L=4.0m | ECH | 348 | 116 | 23.92 | 2774.72 | SC_Supply/Apply | SMEP CO. | 12.12 - Return linear slot diffusers - type R.L.S.D.-113 | S.L.S.D. 2 slots (25mm), L=4.0m | ECH | 116 | 561.6 | 65145.6 | SAR | SC_Supply/Apply
MOC HQ at Diriyah _K0005 |  | RFQ-00023 | Ahmed Fouad | MEP (Electro Mechanical) | 2024-08-14 | Supply & Install MEP Items - Second Floor | Approved | 12.12 - Return linear slot diffusers - type R.L.S.D.-111 | S.L.S.D. 2 slots (25mm), L=2.0m | ECH | 18 | 6 | 1020 | 6120 | SC_Supply/Apply | SMEP CO. | 12.12 - Return linear slot diffusers - type R.L.S.D.-111 | S.L.S.D. 2 slots (25mm), L=2.0m | ECH | 6 | 300.5 | 1803 | SAR | SC_Supply/Apply
MOC HQ at Diriyah _K0005 |  | RFQ-00023 | Ahmed Fouad | MEP (Electro Mechanical) | 2024-08-14 | Supply & Install MEP Items - Second Floor | Approved | 12.12 - Return linear slot diffusers - type R.L.S.D.-112 | S.L.S.D. 2 slots (25mm), L=3.0m | ECH | 16 | 6 | 302.81 | 1816.86 | SC_Supply/Apply | SMEP CO. | 12.12 - Return linear slot diffusers - type R.L.S.D.-112 | S.L.S.D. 2 slots (25mm), L=3.0m | ECH | 6 | 430.38 | 2582.28 | SAR | SC_Supply/Apply
MOC HQ at Diriyah _K0005 |  | RFQ-00023 | Ahmed Fouad | MEP (Electro Mechanical) | 2024-08-14 | Supply & Install MEP Items - Second Floor | Approved | 13.10.10 - Sub Main Distribution Board-D | MCC for Mechanical Equipments | ECH | 12 | 4 | 5000 | 20000 | SC_Apply | SMEP CO. | 13.10.10 - Sub Main Distribution Board-D | MCC for Mechanical Equipments | ECH | 4 | 5379.48 | 21517.92 | SAR | SC_Apply
MOC HQ at Diriyah _K0005 |  | RFQ-00023 | Ahmed Fouad | MEP (Electro Mechanical) | 2024-08-14 | Supply & Install MEP Items - Second Floor | Approved | 13.10.10 - Sub Main Distribution Board-A | SMDB (Form2b -630A incomer,12 no outgoing ) | ECH | 7 | 2 | 42857.14 | 85714.28 | SC_Supply/Apply | SMEP CO. | 13.10.10 - Sub Main Distribution Board-A | SMDB (Form2b -630A incomer,12 no outgoing ) | ECH | 2 | 8993.16 | 17986.32 | SAR | SC_Supply/Apply
MOC HQ at Diriyah _K0005 |  | RFQ-00023 | Ahmed Fouad | MEP (Electro Mechanical) | 2024-08-14 | Supply & Install MEP Items - Second Floor | Approved | 13.10.10 - Sub Main Distribution Board-B | DB-Lighting ,power ( 6 Lighting Panel + 2 Power Panel per each floor) ''63A incomer,12 way'' | ECH | 67 | 22 | 1432.84 | 31522.48 | SC_Supply/Apply | SMEP CO. | 13.10.10 - Sub Main Distribution Board-B | DB-Lighting ,power ( 6 Lighting Panel + 2 Power Panel per each floor) ''63A incomer,12 way'' | ECH | 22 | 2248.56 | 49468.32 | SAR | SC_Supply/Apply
MOC HQ at Diriyah _K0005 |  | RFQ-00023 | Ahmed Fouad | MEP (Electro Mechanical) | 2024-08-14 | Supply & Install MEP Items - Second Floor | Approved | 13.10.10 - Sub Main Distribution Board-C | DB- HVAC for FCU (100 A Incoming ) | ECH | 22 | 7 | 4363.64 | 30545.48 | SC_Supply/Apply | SMEP CO. | 13.10.10 - Sub Main Distribution Board-C | DB- HVAC for FCU (100 A Incoming ) | ECH | 7 | 2730.24 | 19111.68 | SAR | SC_Supply/Apply
MOC HQ at Diriyah _K0005 |  | RFQ-00023 | Ahmed Fouad | MEP (Electro Mechanical) | 2024-08-14 | Supply & Install MEP Items - Second Floor | Approved | 13.10.13 - Enclosed Switches and Isolators-A | 20A, 2P, 230V, Non fused Disconnect Switch | ECH | 33 | 11 | 4167.85 | 45846.35 | SC_Supply/Apply | SMEP CO. | 13.10.13 - Enclosed Switches and Isolators-A | 20A, 2P, 230V, Non fused Disconnect Switch | ECH | 11 | 648 | 7128 | SAR | SC_Supply/Apply
MOC HQ at Diriyah _K0005 |  | RFQ-00023 | Ahmed Fouad | MEP (Electro Mechanical) | 2024-08-14 | Supply & Install MEP Items - Second Floor | Approved | 13.10.14 - CONTAINMENT -B | Cable trunking 150x50mm | MTR | 2193 | 731 | 12.48 | 9122.88 | SC_Supply/Apply | SMEP CO. | 13.10.14 - CONTAINMENT -B | Cable trunking 150x50mm | MTR | 731 | 160 | 116960 | SAR | SC_Supply/Apply
MOC HQ at Diriyah _K0005 |  | RFQ-00023 | Ahmed Fouad | MEP (Electro Mechanical) | 2024-08-14 | Supply & Install MEP Items - Second Floor | Approved | 13.10.14 - CONTAINMENT -B | Cable trunking 150x100mm | MTR | 560 | 187 | 12.48 | 2333.76 | SC_Supply/Apply | SMEP CO. | 13.10.14 - CONTAINMENT -B | Cable trunking 150x100mm | MTR | 187 | 180 | 33660 | SAR | SC_Supply/Apply
MOC HQ at Diriyah _K0005 |  | RFQ-00023 | Ahmed Fouad | MEP (Electro Mechanical) | 2024-08-14 | Supply & Install MEP Items - Second Floor | Approved | 13.10.14 - CONTAINMENT -D | Cable Tray 100x50 mm | MTR | 1997 | 666 | 2.2 | 1465.2 | SC_Supply/Apply | SMEP CO. | 13.10.14 - CONTAINMENT -D | Cable Tray 100x50 mm | MTR | 666 | 130 | 86580 | SAR | SC_Supply/Apply
MOC HQ at Diriyah _K0005 |  | RFQ-00023 | Ahmed Fouad | MEP (Electro Mechanical) | 2024-08-14 | Supply & Install MEP Items - Second Floor | Approved | 13.10.14 - CONTAINMENT -E | Cable Tray 150x100 mm | MTR | 13 | 5 | 3.99 | 19.95 | SC_Supply/Apply | SMEP CO. | 13.10.14 - CONTAINMENT -E | Cable Tray 150x100 mm | MTR | 5 | 145 | 725 | SAR | SC_Supply/Apply
MOC HQ at Diriyah _K0005 |  | RFQ-00023 | Ahmed Fouad | MEP (Electro Mechanical) | 2024-08-14 | Supply & Install MEP Items - Second Floor | Approved | 13.10.14 - CONTAINMENT -F | Cable Tray 200x100 mm | MTR | 744 | 248 | 8.3 | 2058.4 | SC_Supply/Apply | SMEP CO. | 13.10.14 - CONTAINMENT -F | Cable Tray 200x100 mm | MTR | 248 | 180 | 44640 | SAR | SC_Supply/Apply
MOC HQ at Diriyah _K0005 |  | RFQ-00023 | Ahmed Fouad | MEP (Electro Mechanical) | 2024-08-14 | Supply & Install MEP Items - Second Floor | Approved | 13.10.14 - CONTAINMENT -G | Cable Tray 300x100 mm | MTR | 918 | 306 | 23.42 | 7166.52 | SC_Supply/Apply | SMEP CO. | 13.10.14 - CONTAINMENT -G | Cable Tray 300x100 mm | MTR | 306 | 220 | 67320 | SAR | SC_Supply/Apply
MOC HQ at Diriyah _K0005 |  | RFQ-00023 | Ahmed Fouad | MEP (Electro Mechanical) | 2024-08-14 | Supply & Install MEP Items - Second Floor | Approved | 13.10.14 - CONTAINMENT -E | Cable Tray 400x50mm | MTR | 495 | 165 | 3.99 | 658.35 | SC_Supply/Apply | SMEP CO. | 13.10.14 - CONTAINMENT -E | Cable Tray 400x50mm | MTR | 165 | 260 | 42900 | SAR | SC_Supply/Apply
MOC HQ at Diriyah _K0005 |  | RFQ-00023 | Ahmed Fouad | MEP (Electro Mechanical) | 2024-08-14 | Supply & Install MEP Items - Second Floor | Approved | 13.10.14 - CONTAINMENT -E | Cable Tray 500x50mm | MTR | 215 | 72 | 3.99 | 287.28 | SC_Supply/Apply | SMEP CO. | 13.10.14 - CONTAINMENT -E | Cable Tray 500x50mm | MTR | 72 | 280 | 20160 | SAR | SC_Supply/Apply
MOC HQ at Diriyah _K0005 |  | RFQ-00023 | Ahmed Fouad | MEP (Electro Mechanical) | 2024-08-14 | Supply & Install MEP Items - Second Floor | Approved | 13.10.14 - CONTAINMENT -E | Cable Tray 600x100mm | MTR | 613 | 205 | 3.99 | 817.95 | SC_Supply/Apply | SMEP CO. | 13.10.14 - CONTAINMENT -E | Cable Tray 600x100mm | MTR | 205 | 300 | 61500 | SAR | SC_Supply/Apply
MOC HQ at Diriyah _K0005 |  | RFQ-00023 | Ahmed Fouad | MEP (Electro Mechanical) | 2024-08-14 | Supply & Install MEP Items - Second Floor | Approved | 13.10.14 - CONTAINMENT -E | Cable Tray 900x100mm | MTR | 206 | 69 | 3.99 | 275.31 | SC_Supply/Apply | SMEP CO. | 13.10.14 - CONTAINMENT -E | Cable Tray 900x100mm | MTR | 69 | 402.73 | 27788.37 | SAR | SC_Supply/Apply
MOC HQ at Diriyah _K0005 |  | RFQ-00023 | Ahmed Fouad | MEP (Electro Mechanical) | 2024-08-14 | Supply & Install MEP Items - Second Floor | Approved | 13.10.14 - CONTAINMENT -A | Cable trunking 100x50 mm | MTR | 1850 | 617 | 4.79 | 2955.43 | SC_Supply/Apply | SMEP CO. | 13.10.14 - CONTAINMENT -A | Cable trunking 100x50 mm | MTR | 617 | 135 | 83295 | SAR | SC_Supply/Apply
MOC HQ at Diriyah _K0005 |  | RFQ-00023 | Ahmed Fouad | MEP (Electro Mechanical) | 2024-08-14 | Supply & Install MEP Items - Second Floor | Approved | 13.10.14 - CONTAINMENT -B | Cable trunking 100x100 mm | MTR | 1274 | 425 | 35.38 | 15036.5 | SC_Supply/Apply | SMEP CO. | 13.10.14 - CONTAINMENT -B | Cable trunking 100x100 mm | MTR | 425 | 155 | 65875 | SAR | SC_Supply/Apply
MOC HQ at Diriyah _K0005 |  | RFQ-00023 | Ahmed Fouad | MEP (Electro Mechanical) | 2024-08-14 | Supply & Install MEP Items - Second Floor | Approved | 13.10.15 - LV Cables-B | 4C x 150 sq.mm XLPE/LSZH + 1C x 70 sq.mm LSZH/Cu Y/G ECC | MTR | 660 | 220 | 1235.47 | 271803.4 | SC_Supply/Apply | SMEP CO. | 13.10.15 - LV Cables-B | 4C x 150 sq.mm XLPE/LSZH + 1C x 70 sq.mm LSZH/Cu Y/G ECC | MTR | 220 | 432 | 95040 | SAR | SC_Supply/Apply
MOC HQ at Diriyah _K0005 |  | RFQ-00023 | Ahmed Fouad | MEP (Electro Mechanical) | 2024-08-14 | Supply & Install MEP Items - Second Floor | Approved | 13.10.15 - LV Cables-C | 4C x 120 sq.mm XLPE/LSZH + 1C x 70 sq.mm LSZH/Cu Y/G ECC | MTR | 198 | 66 | 953.47 | 62929.02 | SC_Supply/Apply | SMEP CO. | 13.10.15 - LV Cables-C | 4C x 120 sq.mm XLPE/LSZH + 1C x 70 sq.mm LSZH/Cu Y/G ECC | MTR | 66 | 324 | 21384 | SAR | SC_Supply/Apply
MOC HQ at Diriyah _K0005 |  | RFQ-00023 | Ahmed Fouad | MEP (Electro Mechanical) | 2024-08-14 | Supply & Install MEP Items - Second Floor | Approved | 13.10.15 - LV Cables-D | 4C x 35 sq.mm XLPE/SWA/PVC- + 1C x 25 sq.mm LSZH/Cu Y/G ECC | MTR | 176 | 59 | 1726.27 | 101849.93 | SC_Supply/Apply | SMEP CO. | 13.10.15 - LV Cables-D | 4C x 35 sq.mm XLPE/SWA/PVC- + 1C x 25 sq.mm LSZH/Cu Y/G ECC | MTR | 59 | 129.6 | 7646.4 | SAR | SC_Supply/Apply
MOC HQ at Diriyah _K0005 |  | RFQ-00023 | Ahmed Fouad | MEP (Electro Mechanical) | 2024-08-14 | Supply & Install MEP Items - Second Floor | Approved | 13.10.15 - LV Cables-E | 4C x 25 sq.mm XLPE/SWA/PVC- + 1C x 16 sq.mm LSZH/Cu Y/G ECC | MTR | 1947 | 649 | 128.36 | 83305.64 | SC_Supply/Apply | SMEP CO. | 13.10.15 - LV Cables-E | 4C x 25 sq.mm XLPE/SWA/PVC- + 1C x 16 sq.mm LSZH/Cu Y/G ECC | MTR | 649 | 108 | 70092 | SAR | SC_Supply/Apply
MOC HQ at Diriyah _K0005 |  | RFQ-00023 | Ahmed Fouad | MEP (Electro Mechanical) | 2024-08-14 | Supply & Install MEP Items - Second Floor | Approved | 13.10.15 - LV Cables-F | 4C x 16 sq.mm XLPE/SWA/PVC- + 1C x 10 sq.mm LSZH/Cu Y/G ECC- | MTR | 950 | 317 | 279.28 | 88531.76 | SC_Supply/Apply | SMEP CO. | 13.10.15 - LV Cables-F | 4C x 16 sq.mm XLPE/SWA/PVC- + 1C x 10 sq.mm LSZH/Cu Y/G ECC- | MTR | 317 | 64.8 | 20541.6 | SAR | SC_Supply/Apply
MOC HQ at Diriyah _K0005 |  | RFQ-00023 | Ahmed Fouad | MEP (Electro Mechanical) | 2024-08-14 | Supply & Install MEP Items - Second Floor | Approved | 13.10.15 - LV Cables-G | 4C x 10 sq.mm XLPE/SWA/PVC- + 1C x 10 sq.mm LSZH/Cu Y/G ECC- | MTR | 2442 | 814 | 135.14 | 110003.96 | SC_Supply/Apply | SMEP CO. | 13.10.15 - LV Cables-G | 4C x 10 sq.mm XLPE/SWA/PVC- + 1C x 10 sq.mm LSZH/Cu Y/G ECC- | MTR | 814 | 54 | 43956 | SAR | SC_Supply/Apply
MOC HQ at Diriyah _K0005 |  | RFQ-00023 | Ahmed Fouad | MEP (Electro Mechanical) | 2024-08-14 | Supply & Install MEP Items - Second Floor | Approved | 13.10.19 - SMALL POWER INSTALLATION-K | 13A Twin switched socket outlet - point | ECH | 825 | 275 | 84.36 | 23199 | SC_Supply/Apply | SMEP CO. | 13.10.19 - SMALL POWER INSTALLATION-K | 13A Twin switched socket outlet - point | ECH | 275 | 132.84 | 36531 | SAR | SC_Supply/Apply
MOC HQ at Diriyah _K0005 |  | RFQ-00023 | Ahmed Fouad | MEP (Electro Mechanical) | 2024-08-14 | Supply & Install MEP Items - Second Floor | Approved | 13.10.19 - SMALL POWER INSTALLATION-L | 13A Single switched socket outlet - point | ECH | 893 | 298 | 21.72 | 6472.56 | SC_Supply/Apply | SMEP CO. | 13.10.19 - SMALL POWER INSTALLATION-L | 13A Single switched socket outlet - point | ECH | 298 | 92.88 | 27678.24 | SAR | SC_Supply/Apply
MOC HQ at Diriyah _K0005 |  | RFQ-00023 | Ahmed Fouad | MEP (Electro Mechanical) | 2024-08-14 | Supply & Install MEP Items - Second Floor | Approved | 13.10.18 - SMALL POWER INSTALLATION-A | 13A Twin switched socket outlet - point | ECH | 825 | 275 | 488.68 | 134387 | SC_Supply/Apply | SMEP CO. | 13.10.18 - SMALL POWER INSTALLATION-A | 13A Twin switched socket outlet - point | ECH | 275 | 270.77 | 74461.75 | SAR | SC_Supply/Apply
MOC HQ at Diriyah _K0005 |  | RFQ-00023 | Ahmed Fouad | MEP (Electro Mechanical) | 2024-08-14 | Supply & Install MEP Items - Second Floor | Approved | 13.10.18 - SMALL POWER INSTALLATION-B | 13A Single switched socket outlet - point | ECH | 893 | 298 | 200.69 | 59805.62 | SC_Supply/Apply | SMEP CO. | 13.10.18 - SMALL POWER INSTALLATION-B | 13A Single switched socket outlet - point | ECH | 298 | 270.77 | 80689.46 | SAR | SC_Supply/Apply
MOC HQ at Diriyah _K0005 |  | RFQ-00023 | Ahmed Fouad | MEP (Electro Mechanical) | 2024-08-14 | Supply & Install MEP Items - Second Floor | Approved | 13.10.19 - SMALL POWER INSTALLATION-AF | FLOOR MOUNTED UNSWITCHED ELECTRICAL OUTLET (2P+E) 13A/240V FED FROM UPS PANELBOARD | ECH | 18 | 6 | 960.79 | 5764.74 | SC_Supply/Apply | SMEP CO. | 13.10.19 - SMALL POWER INSTALLATION-AF | FLOOR MOUNTED UNSWITCHED ELECTRICAL OUTLET (2P+E) 13A/240V FED FROM UPS PANELBOARD | ECH | 6 | 389.31 | 2335.86 | SAR | SC_Supply/Apply
MOC HQ at Diriyah _K0005 |  | RFQ-00023 | Ahmed Fouad | MEP (Electro Mechanical) | 2024-08-14 | Supply & Install MEP Items - Second Floor | Approved | 13.10.18 - SMALL POWER INSTALLATION-W | FURNITURE MOUNTED BOX CONTAINING DUPLEX SOCKET (2P+E) 13A/240V FED FROM NORMAL PANELBOARD, HDMI OUTLET AND USB TYPE-C - Point | ECH | 59 | 20 | 796.87 | 15937.4 | SC_Supply/Apply | SMEP CO. | 13.10.18 - SMALL POWER INSTALLATION-W | FURNITURE MOUNTED BOX CONTAINING DUPLEX SOCKET (2P+E) 13A/240V FED FROM NORMAL PANELBOARD, HDMI OUTLET AND USB TYPE-C - Point | ECH | 20 | 362.46 | 7249.2 | SAR | SC_Supply/Apply
MOC HQ at Diriyah _K0005 |  | RFQ-00023 | Ahmed Fouad | MEP (Electro Mechanical) | 2024-08-14 | Supply & Install MEP Items - Second Floor | Approved | 13.10.18 - SMALL POWER INSTALLATION-X | FURNITURE MOUNTED DUPLEX SOCKET OUTLET (2P+E) 13A/240V FED FROM NORMAL PANELBOARD. - Point | ECH | 2207 | 736 | 796.87 | 586496.32 | SC_Supply/Apply | SMEP CO. | 13.10.18 - SMALL POWER INSTALLATION-X | FURNITURE MOUNTED DUPLEX SOCKET OUTLET (2P+E) 13A/240V FED FROM NORMAL PANELBOARD. - Point | ECH | 736 | 339.28 | 249710.08 | SAR | SC_Supply/Apply
MOC HQ at Diriyah _K0005 |  | RFQ-00023 | Ahmed Fouad | MEP (Electro Mechanical) | 2024-08-14 | Supply & Install MEP Items - Second Floor | Approved | 13.10.18 - SMALL POWER INSTALLATION-Y | CEILING MOUNTED UNSWITCHED ELECTRICAL OUTLET (2P+E) 13A/240V FED FROM NORMAL PANELBOARD - Point | ECH | 6 | 2 | 796.87 | 1593.74 | SC_Supply/Apply | SMEP CO. | 13.10.18 - SMALL POWER INSTALLATION-Y | CEILING MOUNTED UNSWITCHED ELECTRICAL OUTLET (2P+E) 13A/240V FED FROM NORMAL PANELBOARD - Point | ECH | 2 | 339.28 | 678.56 | SAR | SC_Supply/Apply
MOC HQ at Diriyah _K0005 |  | RFQ-00023 | Ahmed Fouad | MEP (Electro Mechanical) | 2024-08-14 | Supply & Install MEP Items - Second Floor | Approved | 13.10.18 - SMALL POWER INSTALLATION-Z | FLOOR MOUNTED UNSWITCHED ELECTRICAL OUTLET (2P+E) 13A/240V FED FROM UPS PANELBOARD - Point | ECH | 18 | 6 | 796.87 | 4781.22 | SC_Supply/Apply | SMEP CO. | 13.10.18 - SMALL POWER INSTALLATION-Z | FLOOR MOUNTED UNSWITCHED ELECTRICAL OUTLET (2P+E) 13A/240V FED FROM UPS PANELBOARD - Point | ECH | 6 | 339.28 | 2035.68 | SAR | SC_Supply/Apply
MOC HQ at Diriyah _K0005 |  | RFQ-00023 | Ahmed Fouad | MEP (Electro Mechanical) | 2024-08-14 | Supply & Install MEP Items - Second Floor | Approved | 13.10.19 - SMALL POWER INSTALLATION-M | 20A Fused connection with outlet plate - point | ECH | 145 | 49 | 5.52 | 270.48 | SC_Supply/Apply | SMEP CO. | 13.10.19 - SMALL POWER INSTALLATION-M | 20A Fused connection with outlet plate - point | ECH | 49 | 214.79 | 10524.71 | SAR | SC_Supply/Apply
MOC HQ at Diriyah _K0005 |  | RFQ-00023 | Ahmed Fouad | MEP (Electro Mechanical) | 2024-08-14 | Supply & Install MEP Items - Second Floor | Approved | 13.10.19 - SMALL POWER INSTALLATION-N | 20A switched fuse connection unit for VAV | ECH | 127 | 43 | 555.65 | 23892.95 | SC_Supply/Apply | SMEP CO. | 13.10.19 - SMALL POWER INSTALLATION-N | 20A switched fuse connection unit for VAV | ECH | 43 | 154.38 | 6638.34 | SAR | SC_Supply/Apply
MOC HQ at Diriyah _K0005 |  | RFQ-00023 | Ahmed Fouad | MEP (Electro Mechanical) | 2024-08-14 | Supply & Install MEP Items - Second Floor | Approved | 13.10.19 - SMALL POWER INSTALLATION-O | 20A switched fuse connection unit for FCU | ECH | 434 | 145 | 13.55 | 1964.75 | SC_Supply/Apply | SMEP CO. | 13.10.19 - SMALL POWER INSTALLATION-O | 20A switched fuse connection unit for FCU | ECH | 145 | 154.38 | 22385.1 | SAR | SC_Supply/Apply
MOC HQ at Diriyah _K0005 |  | RFQ-00023 | Ahmed Fouad | MEP (Electro Mechanical) | 2024-08-14 | Supply & Install MEP Items - Second Floor | Approved | 13.10.19 - SMALL POWER INSTALLATION-Q | 20A Spur outlet for WH - point | ECH | 57 | 19 | 20.79 | 395.01 | SC_Supply/Apply | SMEP CO. | 13.10.19 - SMALL POWER INSTALLATION-Q | 20A Spur outlet for WH - point | ECH | 19 | 154.38 | 2933.22 | SAR | SC_Supply/Apply
MOC HQ at Diriyah _K0005 |  | RFQ-00023 | Ahmed Fouad | MEP (Electro Mechanical) | 2024-08-14 | Supply & Install MEP Items - Second Floor | Approved | 13.10.19 - SMALL POWER INSTALLATION-R | 20A DP Switch t for WH - point | ECH | 57 | 19 | 20.79 | 395.01 | SC_Supply/Apply | SMEP CO. | 13.10.19 - SMALL POWER INSTALLATION-R | 20A DP Switch t for WH - point | ECH | 19 | 154.38 | 2933.22 | SAR | SC_Supply/Apply
MOC HQ at Diriyah _K0005 |  | RFQ-00023 | Ahmed Fouad | MEP (Electro Mechanical) | 2024-08-14 | Supply & Install MEP Items - Second Floor | Approved | 13.10.19 - SMALL POWER INSTALLATION-P | 13A Twin WP socket outlet | ECH | 39 | 16 | 960.79 | 15372.64 | SC_Supply/Apply | SMEP CO. | 13.10.19 - SMALL POWER INSTALLATION-P | 13A Twin WP socket outlet | ECH | 16 | 281.91 | 4510.56 | SAR | SC_Supply/Apply
MOC HQ at Diriyah _K0005 |  | RFQ-00023 | Ahmed Fouad | MEP (Electro Mechanical) | 2024-08-14 | Supply & Install MEP Items - Second Floor | Approved | 13.10.19 - SMALL POWER INSTALLATION-S | 13A Single WP socket outlet | ECH | 1 | 1 | 960.79 | 960.79 | SC_Supply/Apply | SMEP CO. | 13.10.19 - SMALL POWER INSTALLATION-S | 13A Single WP socket outlet | ECH | 1 | 221.5 | 221.5 | SAR | SC_Supply/Apply
MOC HQ at Diriyah _K0005 |  | RFQ-00023 | Ahmed Fouad | MEP (Electro Mechanical) | 2024-08-14 | Supply & Install MEP Items - Second Floor | Approved | 13.10.19 - SMALL POWER INSTALLATION-T | Floor Socket(Single Power-1 No) | ECH | 152 | 51 | 960.79 | 49000.29 | SC_Supply/Apply | SMEP CO. | 13.10.19 - SMALL POWER INSTALLATION-T | Floor Socket(Single Power-1 No) | ECH | 51 | 389.31 | 19854.81 | SAR | SC_Supply/Apply
MOC HQ at Diriyah _K0005 |  | RFQ-00023 | Ahmed Fouad | MEP (Electro Mechanical) | 2024-08-14 | Supply & Install MEP Items - Second Floor | Approved | 13.10.19 - SMALL POWER INSTALLATION-AA | Floor Socket(Twin Power-1 No) | ECH | 164 | 55 | 960.79 | 52843.45 | SC_Supply/Apply | SMEP CO. | 13.10.19 - SMALL POWER INSTALLATION-AA | Floor Socket(Twin Power-1 No) | ECH | 55 | 389.31 | 21412.05 | SAR | SC_Supply/Apply
MOC HQ at Diriyah _K0005 |  | RFQ-00023 | Ahmed Fouad | MEP (Electro Mechanical) | 2024-08-14 | Supply & Install MEP Items - Second Floor | Approved | 13.10.19 - SMALL POWER INSTALLATION-AC | FURNITURE MOUNTED BOX CONTAINING DUPLEX SOCKET (2P+E) 13A/240V FED FROM NORMAL PANELBOARD, HDMI OUTLET AND USB TYPE-C | ECH | 59 | 20 | 960.79 | 19215.8 | SC_Supply/Apply | SMEP CO. | 13.10.19 - SMALL POWER INSTALLATION-AC | FURNITURE MOUNTED BOX CONTAINING DUPLEX SOCKET (2P+E) 13A/240V FED FROM NORMAL PANELBOARD, HDMI OUTLET AND USB TYPE-C | ECH | 20 | 751.77 | 15035.4 | SAR | SC_Supply/Apply
MOC HQ at Diriyah _K0005 |  | RFQ-00023 | Ahmed Fouad | MEP (Electro Mechanical) | 2024-08-14 | Supply & Install MEP Items - Second Floor | Approved | 13.10.19 - SMALL POWER INSTALLATION-AD | FURNITURE MOUNTED DUPLEX SOCKET OUTLET (2P+E) 13A/240V FED FROM NORMAL PANELBOARD. | ECH | 2207 | 736 | 960.79 | 707141.44 | SC_Supply/Apply | SMEP CO. | 13.10.19 - SMALL POWER INSTALLATION-AD | FURNITURE MOUNTED DUPLEX SOCKET OUTLET (2P+E) 13A/240V FED FROM NORMAL PANELBOARD. | ECH | 736 | 474.12 | 348952.32 | SAR | SC_Supply/Apply
MOC HQ at Diriyah _K0005 |  | RFQ-00023 | Ahmed Fouad | MEP (Electro Mechanical) | 2024-08-14 | Supply & Install MEP Items - Second Floor | Approved | 13.10.19 - SMALL POWER INSTALLATION-AE | CEILING MOUNTED UNSWITCHED ELECTRICAL OUTLET (2P+E) 13A/240V FED FROM NORMAL PANELBOARD | ECH | 6 | 2 | 960.79 | 1921.58 | SC_Supply/Apply | SMEP CO. | 13.10.19 - SMALL POWER INSTALLATION-AE | CEILING MOUNTED UNSWITCHED ELECTRICAL OUTLET (2P+E) 13A/240V FED FROM NORMAL PANELBOARD | ECH | 2 | 181.23 | 362.46 | SAR | SC_Supply/Apply
MOC HQ at Diriyah _K0005 |  | RFQ-00023 | Ahmed Fouad | MEP (Electro Mechanical) | 2024-08-14 | Supply & Install MEP Items - Second Floor | Approved | 13.10.18 - SMALL POWER INSTALLATION-C | 20A Fused connection with outlet plate - point | ECH | 145 | 49 | 71.16 | 3486.84 | SC_Supply/Apply | SMEP CO. | 13.10.18 - SMALL POWER INSTALLATION-C | 20A Fused connection with outlet plate - point | ECH | 49 | 270.77 | 13267.73 | SAR | SC_Supply/Apply
MOC HQ at Diriyah _K0005 |  | RFQ-00023 | Ahmed Fouad | MEP (Electro Mechanical) | 2024-08-14 | Supply & Install MEP Items - Second Floor | Approved | 13.10.18 - SMALL POWER INSTALLATION-D | 20A switched fuse connection unit for VAV | ECH | 127 | 43 | 974.93 | 41921.99 | SC_Supply/Apply | SMEP CO. | 13.10.18 - SMALL POWER INSTALLATION-D | 20A switched fuse connection unit for VAV | ECH | 43 | 270.77 | 11643.11 | SAR | SC_Supply/Apply
MOC HQ at Diriyah _K0005 |  | RFQ-00023 | Ahmed Fouad | MEP (Electro Mechanical) | 2024-08-14 | Supply & Install MEP Items - Second Floor | Approved | 13.10.18 - SMALL POWER INSTALLATION-E | 20A switched fuse connection unit for FCU | ECH | 434 | 145 | 23.77 | 3446.65 | SC_Supply/Apply | SMEP CO. | 13.10.18 - SMALL POWER INSTALLATION-E | 20A switched fuse connection unit for FCU | ECH | 145 | 270.77 | 39261.65 | SAR | SC_Supply/Apply
MOC HQ at Diriyah _K0005 |  | RFQ-00023 | Ahmed Fouad | MEP (Electro Mechanical) | 2024-08-14 | Supply & Install MEP Items - Second Floor | Approved | 13.10.18 - SMALL POWER INSTALLATION-G | 20A Spur outlet for WH - point | ECH | 57 | 19 | 139.88 | 2657.72 | SC_Supply/Apply | SMEP CO. | 13.10.18 - SMALL POWER INSTALLATION-G | 20A Spur outlet for WH - point | ECH | 19 | 298.44 | 5670.36 | SAR | SC_Supply/Apply
MOC HQ at Diriyah _K0005 |  | RFQ-00023 | Ahmed Fouad | MEP (Electro Mechanical) | 2024-08-14 | Supply & Install MEP Items - Second Floor | Approved | 13.10.18 - SMALL POWER INSTALLATION-H | 20A DP Switch t for WH - point | ECH | 57 | 19 | 139.88 | 2657.72 | SC_Supply/Apply | SMEP CO. | 13.10.18 - SMALL POWER INSTALLATION-H | 20A DP Switch t for WH - point | ECH | 19 | 298.44 | 5670.36 | SAR | SC_Supply/Apply
MOC HQ at Diriyah _K0005 |  | RFQ-00023 | Ahmed Fouad | MEP (Electro Mechanical) | 2024-08-14 | Supply & Install MEP Items - Second Floor | Approved | 13.10.18 - SMALL POWER INSTALLATION-F | 13A Twin WP socket outlet - point | ECH | 39 | 13 | 796.87 | 10359.31 | SC_Supply/Apply | SMEP CO. | 13.10.18 - SMALL POWER INSTALLATION-F | 13A Twin WP socket outlet - point | ECH | 13 | 270.77 | 3520.01 | SAR | SC_Supply/Apply
MOC HQ at Diriyah _K0005 |  | RFQ-00023 | Ahmed Fouad | MEP (Electro Mechanical) | 2024-08-14 | Supply & Install MEP Items - Second Floor | Approved | 13.10.18 - SMALL POWER INSTALLATION-J | Floor Socket(Single Power-1 No) - point | ECH | 152 | 51 | 796.87 | 40640.37 | SC_Supply/Apply | SMEP CO. | 13.10.18 - SMALL POWER INSTALLATION-J | Floor Socket(Single Power-1 No) - point | ECH | 51 | 326.11 | 16631.61 | SAR | SC_Supply/Apply
MOC HQ at Diriyah _K0005 |  | RFQ-00023 | Ahmed Fouad | MEP (Electro Mechanical) | 2024-08-14 | Supply & Install MEP Items - Second Floor | Approved | 13.10.18 - SMALL POWER INSTALLATION-U | Floor Socket(Twin Power-1 No) - point | ECH | 164 | 55 | 796.87 | 43827.85 | SC_Supply/Apply | SMEP CO. | 13.10.18 - SMALL POWER INSTALLATION-U | Floor Socket(Twin Power-1 No) - point | ECH | 55 | 326.11 | 17936.05 | SAR | SC_Supply/Apply
MOC HQ at Diriyah _K0005 |  | RFQ-00023 | Ahmed Fouad | MEP (Electro Mechanical) | 2024-08-14 | Supply & Install MEP Items - Second Floor | Approved | 13.10.18 - SMALL POWER INSTALLATION-V | WALL MOUNTED DUPLEX POWER SOCKET OUTLET (2P+E) 20A/240V FED - Point | ECH | 12 | 4 | 796.87 | 3187.48 | SC_Supply/Apply | SMEP CO. | 13.10.18 - SMALL POWER INSTALLATION-V | WALL MOUNTED DUPLEX POWER SOCKET OUTLET (2P+E) 20A/240V FED - Point | ECH | 4 | 270.77 | 1083.08 | SAR | SC_Supply/Apply
MOC HQ at Diriyah _K0005 |  | RFQ-00023 | Ahmed Fouad | MEP (Electro Mechanical) | 2024-08-14 | Supply & Install MEP Items - Second Floor | Approved | 13.10.17 - SWITCHES AND WIRING DEVICES-I | Push button switch with dimmer in staircase | ECH | 16 | 6 | 1090.19 | 6541.14 | SC_Supply/Apply | SMEP CO. | 13.10.17 - SWITCHES AND WIRING DEVICES-I | Push button switch with dimmer in staircase | ECH | 6 | 369.17 | 2215.02 | SAR | SC_Supply/Apply
MOC HQ at Diriyah _K0005 |  | RFQ-00023 | Ahmed Fouad | MEP (Electro Mechanical) | 2024-08-14 | Supply & Install MEP Items - Second Floor | Approved | 13.10.17 - SWITCHES AND WIRING DEVICES-J | 1W 1G Light switch | ECH | 45 | 15 | 58.08 | 871.2 | SC_Supply/Apply | SMEP CO. | 13.10.17 - SWITCHES AND WIRING DEVICES-J | 1W 1G Light switch | ECH | 15 | 302.05 | 4530.75 | SAR | SC_Supply/Apply
MOC HQ at Diriyah _K0005 |  | RFQ-00023 | Ahmed Fouad | MEP (Electro Mechanical) | 2024-08-14 | Supply & Install MEP Items - Second Floor | Approved | 13.10.17 - SWITCHES AND WIRING DEVICES-K | 1W 2G Light switch | ECH | 45 | 15 | 126.28 | 1894.2 | SC_Supply/Apply | SMEP CO. | 13.10.17 - SWITCHES AND WIRING DEVICES-K | 1W 2G Light switch | ECH | 15 | 302.05 | 4530.75 | SAR | SC_Supply/Apply
MOC HQ at Diriyah _K0005 |  | RFQ-00023 | Ahmed Fouad | MEP (Electro Mechanical) | 2024-08-14 | Supply & Install MEP Items - Second Floor | Approved | 13.10.17 - SWITCHES AND WIRING DEVICES-L | Timer controller stair & Toilet | ECH | 20 | 7 | 337 | 2359 | SC_Supply/Apply | SMEP CO. | 13.10.17 - SWITCHES AND WIRING DEVICES-L | Timer controller stair & Toilet | ECH | 7 | 342.32 | 2396.24 | SAR | SC_Supply/Apply
MOC HQ at Diriyah _K0005 |  | RFQ-00023 | Ahmed Fouad | MEP (Electro Mechanical) | 2024-08-14 | Supply & Install MEP Items - Second Floor | Approved | 13.10.16 - SWITCHES AND WIRING DEVICES-B | Push button switch with dimmer in staircase | ECH | 16 | 6 | 1256.45 | 7538.7 | SC_Supply/Apply | SMEP CO. | 13.10.16 - SWITCHES AND WIRING DEVICES-B | Push button switch with dimmer in staircase | ECH | 6 | 684.64 | 4107.84 | SAR | SC_Supply/Apply
MOC HQ at Diriyah _K0005 |  | RFQ-00023 | Ahmed Fouad | MEP (Electro Mechanical) | 2024-08-14 | Supply & Install MEP Items - Second Floor | Approved | 13.10.16 - SWITCHES AND WIRING DEVICES-C | 1W 1G Light switch | ECH | 45 | 15 | 814 | 12210 | SC_Supply/Apply | SMEP CO. | 13.10.16 - SWITCHES AND WIRING DEVICES-C | 1W 1G Light switch | ECH | 15 | 89.64 | 1344.6 | SAR | SC_Supply/Apply
MOC HQ at Diriyah _K0005 |  | RFQ-00023 | Ahmed Fouad | MEP (Electro Mechanical) | 2024-08-14 | Supply & Install MEP Items - Second Floor | Approved | 13.10.16 - SWITCHES AND WIRING DEVICES-D | 1W 2G Light switch | ECH | 45 | 15 | 1356.67 | 20350.05 | SC_Supply/Apply | SMEP CO. | 13.10.16 - SWITCHES AND WIRING DEVICES-D | 1W 2G Light switch | ECH | 15 | 105.84 | 1587.6 | SAR | SC_Supply/Apply
MOC HQ at Diriyah _K0005 |  | RFQ-00023 | Ahmed Fouad | MEP (Electro Mechanical) | 2024-08-14 | Supply & Install MEP Items - Second Floor | Approved | 13.10.16 - SWITCHES AND WIRING DEVICES-E | Timer controller stair & Toilet | ECH | 20 | 7 | 340.7 | 2384.9 | SC_Supply/Apply | SMEP CO. | 13.10.16 - SWITCHES AND WIRING DEVICES-E | Timer controller stair & Toilet | ECH | 7 | 1248.47 | 8739.29 | SAR | SC_Supply/Apply
MOC HQ at Diriyah _K0005 |  | RFQ-00023 | Ahmed Fouad | MEP (Electro Mechanical) | 2024-08-14 | Supply & Install MEP Items - Second Floor | Approved | 13.12 - INTELIGENT LIGHTING CONTROL SYSTEM -A | POWER SUPPLY SpaceLogic KNX | ECH | 48 | 16 | 39.88 | 638.08 | SC_Apply | SMEP CO. | 13.12 - INTELIGENT LIGHTING CONTROL SYSTEM -A | POWER SUPPLY SpaceLogic KNX | ECH | 16 | 197.64 | 3162.24 | SAR | SC_Apply
MOC HQ at Diriyah _K0005 |  | RFQ-00023 | Ahmed Fouad | MEP (Electro Mechanical) | 2024-08-14 | Supply & Install MEP Items - Second Floor | Approved | 13.12 - INTELIGENT LIGHTING CONTROL SYSTEM -J | Cables and accessories | ECH | 1 | 0.33 | 140400 | 46795.32 | SC_Supply/Apply | SMEP CO. | 13.12 - INTELIGENT LIGHTING CONTROL SYSTEM -J | Cables and accessories | ECH | 0.33 | 675000 | 222750 | SAR | SC_Supply/Apply
MOC HQ at Diriyah _K0005 |  | RFQ-00023 | Ahmed Fouad | MEP (Electro Mechanical) | 2024-08-14 | Supply & Install MEP Items - Second Floor | Approved | 13.12 - INTELIGENT LIGHTING CONTROL SYSTEM -B | DALI 2 Gateway Pro 1ch/64 SpaceLogic KNX | ECH | 84 | 28 | 228.05 | 6385.4 | SC_Apply | SMEP CO. | 13.12 - INTELIGENT LIGHTING CONTROL SYSTEM -B | DALI 2 Gateway Pro 1ch/64 SpaceLogic KNX | ECH | 28 | 197.64 | 5533.92 | SAR | SC_Apply
MOC HQ at Diriyah _K0005 |  | RFQ-00023 | Ahmed Fouad | MEP (Electro Mechanical) | 2024-08-14 | Supply & Install MEP Items - Second Floor | Approved | 13.12 - INTELIGENT LIGHTING CONTROL SYSTEM -C | Coupler secure SpaceLogic KNX | ECH | 48 | 16 | 27.69 | 443.04 | SC_Apply | SMEP CO. | 13.12 - INTELIGENT LIGHTING CONTROL SYSTEM -C | Coupler secure SpaceLogic KNX | ECH | 16 | 197.64 | 3162.24 | SAR | SC_Apply
MOC HQ at Diriyah _K0005 |  | RFQ-00023 | Ahmed Fouad | MEP (Electro Mechanical) | 2024-08-14 | Supply & Install MEP Items - Second Floor | Approved | 13.12 - INTELIGENT LIGHTING CONTROL SYSTEM -D | IP Router SpaceLogic KNX | ECH | 48 | 16 | 39.69 | 635.04 | SC_Apply | SMEP CO. | 13.12 - INTELIGENT LIGHTING CONTROL SYSTEM -D | IP Router SpaceLogic KNX | ECH | 16 | 197.64 | 3162.24 | SAR | SC_Apply
MOC HQ at Diriyah _K0005 |  | RFQ-00023 | Ahmed Fouad | MEP (Electro Mechanical) | 2024-08-14 | Supply & Install MEP Items - Second Floor | Approved | 13.12 - INTELIGENT LIGHTING CONTROL SYSTEM -G | Mini presence detector | ECH | 969 | 323 | 21.3 | 6879.9 | SC_Apply | SMEP CO. | 13.12 - INTELIGENT LIGHTING CONTROL SYSTEM -G | Mini presence detector | ECH | 323 | 197.64 | 63837.72 | SAR | SC_Apply
MOC HQ at Diriyah _K0005 |  | RFQ-00023 | Ahmed Fouad | MEP (Electro Mechanical) | 2024-08-14 | Supply & Install MEP Items - Second Floor | Approved | 13.12 - INTELIGENT LIGHTING CONTROL SYSTEM -E | Push Button KNX System | ECH | 1521 | 507 | 15.98 | 8101.86 | SC_Apply | SMEP CO. | 13.12 - INTELIGENT LIGHTING CONTROL SYSTEM -E | Push Button KNX System | ECH | 507 | 26.35 | 13359.45 | SAR | SC_Apply
MOC HQ at Diriyah _K0005 |  | RFQ-00023 | Ahmed Fouad | MEP (Electro Mechanical) | 2024-08-14 | Supply & Install MEP Items - Second Floor | Approved | 13.10.20.11 - CENTRAL BATTERY EMERGENCY LIGHTING SYSTEM -D | LED 8 W , Recess Mounted , Non Maintained , 3 Hr Battery , IP65 | ECH | 52 | 18 | 654.42 | 11779.56 | SC_Supply/Apply | SMEP CO. | 13.10.20.11 - CENTRAL BATTERY EMERGENCY LIGHTING SYSTEM -D | LED 8 W , Recess Mounted , Non Maintained , 3 Hr Battery , IP65 | ECH | 18 | 298.44 | 5371.92 | SAR | SC_Supply/Apply
MOC HQ at Diriyah _K0005 |  | RFQ-00023 | Ahmed Fouad | MEP (Electro Mechanical) | 2024-08-14 | Supply & Install MEP Items - Second Floor | Approved | 13.10.20.12 - CENTRAL BATTERY EMERGENCY LIGHTING SYSTEM -G | LED 8 W , Recess Mounted , Non Maintained , 3 Hr Battery , IP65 | ECH | 52 | 18 | 191.54 | 3447.72 | SC_Apply | SMEP CO. | 13.10.20.12 - CENTRAL BATTERY EMERGENCY LIGHTING SYSTEM -G | LED 8 W , Recess Mounted , Non Maintained , 3 Hr Battery , IP65 | ECH | 18 | 53.7 | 966.6 | SAR | SC_Apply
MOC HQ at Diriyah _K0005 |  | RFQ-00023 | Ahmed Fouad | MEP (Electro Mechanical) | 2024-08-14 | Supply & Install MEP Items - Second Floor | Approved | 13.10.20.11 - CENTRAL BATTERY EMERGENCY LIGHTING SYSTEM -E | Wall Mounted Exit Luminaire Polycarbonate,IP54 | ECH | 228 | 76 | 237.37 | 18040.12 | SC_Supply/Apply | SMEP CO. | 13.10.20.11 - CENTRAL BATTERY EMERGENCY LIGHTING SYSTEM -E | Wall Mounted Exit Luminaire Polycarbonate,IP54 | ECH | 76 | 298.44 | 22681.44 | SAR | SC_Supply/Apply
MOC HQ at Diriyah _K0005 |  | RFQ-00023 | Ahmed Fouad | MEP (Electro Mechanical) | 2024-08-14 | Supply & Install MEP Items - Second Floor | Approved | 13.10.20.12 - CENTRAL BATTERY EMERGENCY LIGHTING SYSTEM -H | Wall Mounted Exit Luminaire Polycarbonate,IP54 | ECH | 228 | 76 | 69.47 | 5279.72 | SC_Apply | SMEP CO. | 13.10.20.12 - CENTRAL BATTERY EMERGENCY LIGHTING SYSTEM -H | Wall Mounted Exit Luminaire Polycarbonate,IP54 | ECH | 76 | 53.7 | 4081.2 | SAR | SC_Apply
MOC HQ at Diriyah _K0005 |  | RFQ-00023 | Ahmed Fouad | MEP (Electro Mechanical) | 2024-08-14 | Supply & Install MEP Items - Second Floor | Approved | 13.10.20.11 - CENTRAL BATTERY EMERGENCY LIGHTING SYSTEM -F | suspended Directional Luminaire Polycarbonate,IP54 | ECH | 1725 | 575 | 39.22 | 22551.5 | SC_Supply/Apply | SMEP CO. | 13.10.20.11 - CENTRAL BATTERY EMERGENCY LIGHTING SYSTEM -F | suspended Directional Luminaire Polycarbonate,IP54 | ECH | 575 | 298.44 | 171603 | SAR | SC_Supply/Apply
MOC HQ at Diriyah _K0005 |  | RFQ-00023 | Ahmed Fouad | MEP (Electro Mechanical) | 2024-08-14 | Supply & Install MEP Items - Second Floor | Approved | 13.10.20.10 - CENTRAL BATTERY EMERGENCY LIGHTING SYSTEM -C | CBS DB | ECH | 6 | 2 | 20800 | 41600 | MAT_Raw | SMEP CO. | 13.10.20.10 - CENTRAL BATTERY EMERGENCY LIGHTING SYSTEM -C | CBS DB | ECH | 2 | 2635.2 | 5270.4 | SAR | MAT_Raw
MOC HQ at Diriyah _K0005 |  | RFQ-00023 | Ahmed Fouad | MEP (Electro Mechanical) | 2024-08-14 | Supply & Install MEP Items - Second Floor | Approved | 13.10.21 - Lighting Fixtures & Outlets-K | Supply & Install Lighting Outlet + Install Fixture | ECH | 6043 | 2014 | 328.53 | 661659.42 | SC_Apply | SMEP CO. | 13.10.21 - Lighting Fixtures & Outlets-K | Supply & Install Lighting Outlet + Install Fixture | ECH | 2014 | 297.12 | 598399.68 | SAR | SC_Apply
MOC HQ at Diriyah _K0005 |  | RFQ-00023 | Ahmed Fouad | MEP (Electro Mechanical) | 2024-08-14 | Supply & Install MEP Items - Second Floor | Approved | 13.10.21 - Lighting Fixtures & Outlets-K | Supply & Install Lighting Outlet + Install Fixture | MTR | 6287 | 2095 | 183.08 | 383552.6 | SC_Apply | SMEP CO. | 13.10.21 - Lighting Fixtures & Outlets-K | Supply & Install Lighting Outlet + Install Fixture | MTR | 2095 | 59.42 | 124484.9 | SAR | SC_Apply
MOC HQ at Diriyah _K0005 |  | RFQ-00023 | Ahmed Fouad | MEP (Electro Mechanical) | 2024-08-14 | Supply & Install MEP Items - Second Floor | Approved | 13.10.20.12 - CENTRAL BATTERY EMERGENCY LIGHTING SYSTEM -I | suspended Directional Luminaire Polycarbonate,IP54 | ECH | 1725 | 575 | 11.48 | 6601 | SC_Apply | SMEP CO. | 13.10.20.12 - CENTRAL BATTERY EMERGENCY LIGHTING SYSTEM -I | suspended Directional Luminaire Polycarbonate,IP54 | ECH | 575 | 53.7 | 30877.5 | SAR | SC_Apply
MOC HQ at Diriyah _K0005 |  | RFQ-00023 | Ahmed Fouad | MEP (Electro Mechanical) | 2024-08-14 | Supply & Install MEP Items - Second Floor | Approved | 13.11.10.10 - Telecommunication & Data System-G | Floor Mouned Single Data Outlet | ECH | 45 | 15 | 128.77 | 1931.55 | SC_Supply/Apply | SMEP CO. | 13.11.10.10 - Telecommunication & Data System-G | Floor Mouned Single Data Outlet | ECH | 15 | 108 | 1620 | SAR | SC_Supply/Apply
MOC HQ at Diriyah _K0005 |  | RFQ-00023 | Ahmed Fouad | MEP (Electro Mechanical) | 2024-08-14 | Supply & Install MEP Items - Second Floor | Approved | 13.11.10.10 - Telecommunication & Data System-H | Floor Mouned Dual Data Outlet | ECH | 19 | 6 | 128.77 | 772.62 | SC_Supply/Apply | SMEP CO. | 13.11.10.10 - Telecommunication & Data System-H | Floor Mouned Dual Data Outlet | ECH | 6 | 216 | 1296 | SAR | SC_Supply/Apply
MOC HQ at Diriyah _K0005 |  | RFQ-00023 | Ahmed Fouad | MEP (Electro Mechanical) | 2024-08-14 | Supply & Install MEP Items - Second Floor | Approved | 13.11.10.11 - Telecommunication & Data System-K | Dual ceiling data outlet (RJ45) | ECH | 2127 | 709 | 0.83 | 588.47 | SC_Apply | SMEP CO. | 13.11.10.11 - Telecommunication & Data System-K | Dual ceiling data outlet (RJ45) | ECH | 709 | 88.56 | 62789.04 | SAR | SC_Apply
MOC HQ at Diriyah _K0005 |  | RFQ-00023 | Ahmed Fouad | MEP (Electro Mechanical) | 2024-08-14 | Supply & Install MEP Items - Second Floor | Approved | 13.11.10.11 - Telecommunication & Data System-O | Floor Mouned Single Data Outlet | ECH | 45 | 15 | 187.5 | 2812.5 | SC_Apply | SMEP CO. | 13.11.10.11 - Telecommunication & Data System-O | Floor Mouned Single Data Outlet | ECH | 15 | 72.36 | 1085.4 | SAR | SC_Apply
MOC HQ at Diriyah _K0005 |  | RFQ-00023 | Ahmed Fouad | MEP (Electro Mechanical) | 2024-08-14 | Supply & Install MEP Items - Second Floor | Approved | 13.11.10.11 - Telecommunication & Data System-O | Floor Mouned Dual Data Outlet | ECH | 19 | 6 | 187.5 | 1125 | SC_Apply | SMEP CO. | 13.11.10.11 - Telecommunication & Data System-O | Floor Mouned Dual Data Outlet | ECH | 6 | 88.56 | 531.36 | SAR | SC_Apply
MOC HQ at Diriyah _K0005 |  | RFQ-00023 | Ahmed Fouad | MEP (Electro Mechanical) | 2024-08-14 | Supply & Install MEP Items - Second Floor | Approved | 13.11.15.10 - FIRE ALARM AND VOICE EVACUATION SYSTEM-K | Control Module | ECH | 31 | 10 | 11128.29 | 111282.9 | SC_Supply/Apply | SMEP CO. | 13.11.15.10 - FIRE ALARM AND VOICE EVACUATION SYSTEM-K | Control Module | ECH | 10 | 339.94 | 3399.4 | SAR | SC_Supply/Apply
MOC HQ at Diriyah _K0005 |  | RFQ-00023 | Ahmed Fouad | MEP (Electro Mechanical) | 2024-08-14 | Supply & Install MEP Items - Second Floor | Approved | 13.11.15.11 - FIRE ALARM AND VOICE EVACUATION SYSTEM-X | Control Module | ECH | 31 | 10 | 1834.84 | 18348.4 | SC_Apply | SMEP CO. | 13.11.15.11 - FIRE ALARM AND VOICE EVACUATION SYSTEM-X | Control Module | ECH | 10 | 54 | 540 | SAR | SC_Apply
MOC HQ at Diriyah _K0005 |  | RFQ-00023 | Ahmed Fouad | MEP (Electro Mechanical) | 2024-08-14 | Supply & Install MEP Items - Second Floor | Approved | 13.11.15.11 - FIRE ALARM AND VOICE EVACUATION SYSTEM-S | Heat detector | ECH | 19 | 7 | 113.68 | 795.76 | SC_Apply | SMEP CO. | 13.11.15.11 - FIRE ALARM AND VOICE EVACUATION SYSTEM-S | Heat detector | ECH | 7 | 54 | 378 | SAR | SC_Apply
MOC HQ at Diriyah _K0005 |  | RFQ-00023 | Ahmed Fouad | MEP (Electro Mechanical) | 2024-08-14 | Supply & Install MEP Items - Second Floor | Approved | 13.11.16.10 - Voice Evacuation System-B | Ceiling mounted speaker - point | ECH | 296 | 99 | 2711.65 | 268453.35 | SC_Supply/Apply | SMEP CO. | 13.11.16.10 - Voice Evacuation System-B | Ceiling mounted speaker - point | ECH | 99 | 367.61 | 36393.39 | SAR | SC_Supply/Apply
MOC HQ at Diriyah _K0005 |  | RFQ-00023 | Ahmed Fouad | MEP (Electro Mechanical) | 2024-08-14 | Supply & Install MEP Items - Second Floor | Approved | 13.11.16.11 - Voice Evacuation System-D | Ceiling mounted speaker | ECH | 296 | 99 | 249.73 | 24723.27 | SC_Apply | SMEP CO. | 13.11.16.11 - Voice Evacuation System-D | Ceiling mounted speaker | ECH | 99 | 54 | 5346 | SAR | SC_Apply
MOC HQ at Diriyah _K0005 |  | RFQ-00023 | Ahmed Fouad | MEP (Electro Mechanical) | 2024-08-14 | Supply & Install MEP Items - Second Floor | Approved | 13.11.16.10 - Voice Evacuation System-C | VOICE EVACUATION AMPLIFIER | ECH | 11 | 4 | 44.06 | 176.24 | SC_Supply/Apply | SMEP CO. | 13.11.16.10 - Voice Evacuation System-C | VOICE EVACUATION AMPLIFIER | ECH | 4 | 375.88 | 1503.52 | SAR | SC_Supply/Apply
MOC HQ at Diriyah _K0005 |  | RFQ-00023 | Ahmed Fouad | MEP (Electro Mechanical) | 2024-08-14 | Supply & Install MEP Items - Second Floor | Approved | 13.11.16.10 - Voice Evacuation System-C | VOICE EVACUATION AMPLIFIER | ECH | 11 | 4 | 44.06 | 176.24 | SC_Supply/Apply | SMEP CO. | 13.11.16.10 - Voice Evacuation System-C | VOICE EVACUATION AMPLIFIER | ECH | 4 | 375.88 | 1503.52 | SAR | SC_Supply/Apply
MOC HQ at Diriyah _K0005 |  | RFQ-00023 | Ahmed Fouad | MEP (Electro Mechanical) | 2024-08-14 | Supply & Install MEP Items - Second Floor | Approved | 13.11.16.10 - Voice Evacuation System-C | VOICE EVACUATION AMPLIFIER | ECH | 392 | 131 | 44.06 | 5771.86 | SC_Supply/Apply | SMEP CO. | 13.11.16.10 - Voice Evacuation System-C | VOICE EVACUATION AMPLIFIER | ECH | 131 | 375.88 | 49240.28 | SAR | SC_Supply/Apply
MOC HQ at Diriyah _K0005 |  | RFQ-00023 | Ahmed Fouad | MEP (Electro Mechanical) | 2024-08-14 | Supply & Install MEP Items - Second Floor | Approved | 13.11.16.11 - Voice Evacuation System-E | VOICE EVACUATION AMPLIFIER | ECH | 11 | 4 | 4.06 | 16.24 | SC_Apply | SMEP CO. | 13.11.16.11 - Voice Evacuation System-E | VOICE EVACUATION AMPLIFIER | ECH | 4 | 65.88 | 263.52 | SAR | SC_Apply
MOC HQ at Diriyah _K0005 |  | RFQ-00023 | Ahmed Fouad | MEP (Electro Mechanical) | 2024-08-14 | Supply & Install MEP Items - Second Floor | Approved | 13.11.16.11 - Voice Evacuation System-E | BOOSTER POWER SUPPLY 10A | ECH | 11 | 4 | 4.06 | 16.24 | SC_Apply | SMEP CO. | 13.11.16.11 - Voice Evacuation System-E | BOOSTER POWER SUPPLY 10A | ECH | 4 | 65.88 | 263.52 | SAR | SC_Apply
MOC HQ at Diriyah _K0005 |  | RFQ-00023 | Ahmed Fouad | MEP (Electro Mechanical) | 2024-08-14 | Supply & Install MEP Items - Second Floor | Approved | 13.11.16.11 - Voice Evacuation System-E | RECESSED/SURFACE MOUNTED VOICE EVACUATION SPEAKER WITH INTEGRATED STROBE LIGHT X CD (15 CD UNLESS OTHERWISE MENTIONED ON DRAWINGS), MULTI-TAP WITH 0.5 WATTS TO 6 WATTS UNLESS OTHERWISE NOTED | ECH | 392 | 131 | 4.06 | 531.86 | SC_Apply | SMEP CO. | 13.11.16.11 - Voice Evacuation System-E | RECESSED/SURFACE MOUNTED VOICE EVACUATION SPEAKER WITH INTEGRATED STROBE LIGHT X CD (15 CD UNLESS OTHERWISE MENTIONED ON DRAWINGS), MULTI-TAP WITH 0.5 WATTS TO 6 WATTS UNLESS OTHERWISE NOTED | ECH | 131 | 54 | 7074 | SAR | SC_Apply
MOC HQ at Diriyah _K0005 |  | RFQ-00023 | Ahmed Fouad | MEP (Electro Mechanical) | 2024-08-14 | Supply & Install MEP Items - Second Floor | Approved | 12.12 - Thermostats-91 | TH | ECH | 621 | 207 | 3.11 | 643.77 | SC_Apply | SMEP CO. | 12.12 - Thermostats-91 | TH | ECH | 207 | 87.24 | 18058.68 | SAR | SC_Apply
MOC HQ at Diriyah _K0005 |  | RFQ-00023 | Ahmed Fouad | MEP (Electro Mechanical) | 2024-08-14 | Supply & Install MEP Items - Second Floor | Approved | 13.11.10.10 - Telecommunication & Data System-F | Projector Data outlet - point | ECH | 2 | 2 | 755.43 | 1510.86 | SC_Supply/Apply | SMEP CO. | 13.11.10.10 - Telecommunication & Data System-F | Projector Data outlet - point | ECH | 2 | 108 | 216 | SAR | SC_Supply/Apply
MOC HQ at Diriyah _K0005 |  | RFQ-00023 | Ahmed Fouad | MEP (Electro Mechanical) | 2024-08-14 | Supply & Install MEP Items - Second Floor | Approved | 12.12 - Supply linear slot diffusers - type S.L.S.D.-108 | S.L.S.D. 2 slots (25mm), L=2.0m | ECH | 75 | 25 | 244.8 | 6120 | SC_Supply/Apply | SMEP CO. | 12.12 - Supply linear slot diffusers - type S.L.S.D.-108 | S.L.S.D. 2 slots (25mm), L=2.0m | ECH | 25 | 1600 | 40000 | SAR | SC_Supply/Apply
MOC HQ at Diriyah _K0005 |  | RFQ-00023 | Ahmed Fouad | MEP (Electro Mechanical) | 2024-08-14 | Supply & Install MEP Items - Second Floor | Approved | 12.12 - Supply linear slot diffusers - type S.L.S.D.-109 | S.L.S.D. 2 slots (25mm), L=3.0m | ECH | 22 | 8 | 220.23 | 1761.84 | SC_Supply/Apply | SMEP CO. | 12.12 - Supply linear slot diffusers - type S.L.S.D.-109 | S.L.S.D. 2 slots (25mm), L=3.0m | ECH | 8 | 2400 | 19200 | SAR | SC_Supply/Apply
MOC HQ at Diriyah _K0005 |  | RFQ-00023 | Ahmed Fouad | MEP (Electro Mechanical) | 2024-08-14 | Supply & Install MEP Items - Second Floor | Approved | 12.12 - Supply linear slot diffusers - type S.L.S.D.-110 | S.L.S.D. 2 slots (25mm), L=4.0m | ECH | 30 | 10 | 277.5 | 2775 | SC_Supply/Apply | SMEP CO. | 12.12 - Supply linear slot diffusers - type S.L.S.D.-110 | S.L.S.D. 2 slots (25mm), L=4.0m | ECH | 10 | 3200 | 32000 | SAR | SC_Supply/Apply
MOC HQ at Diriyah _K0005 |  | RFQ-00023 | Ahmed Fouad | MEP (Electro Mechanical) | 2024-08-14 | Supply & Install MEP Items - Second Floor | Approved | 13.11.10.11 - Telecommunication & Data System-N | Projector Data outlet - point | ECH | 2 | 2 | 550 | 1100 | SC_Apply | SMEP CO. | 13.11.10.11 - Telecommunication & Data System-N | Projector Data outlet - point | ECH | 2 | 88.56 | 177.12 | SAR | SC_Apply
Creeks URBN K _0192 |  | RFQ-00035 | Eslam Kamal | Operation | 2024-08-13 | Third Party Lab | Approved | 2 | Laboratory Civil Engineer (Optional) (B.Sc. of Engineering), Min. 5 yrs. hands on experience in Lab testing (Working shift is 6 Days/Week, 8 Hrs. / Day) | ECH | 12 | 12 | 16500 | 198000 | Oth | CEL | 2 | Laboratory Civil Engineer (Optional) (B.Sc. of Engineering), Min. 5 yrs. hands on experience in Lab testing (Working shift is 6 Days/Week, 8 Hrs. / Day) | ECH | 12 | 16500 | 198000 | EGP | Oth
Creeks URBN K _0192 |  | RFQ-00035 | Eslam Kamal | Operation | 2024-08-13 | Third Party Lab | Approved | 2 | HighlySkilled Laboratory TechnicianMin. 7 Yrs. hands on experience in La (b testing) (Working shift is 6 Days/Week,8 Hrs./day | ECH | 30 | 30 | 9000 | 270000 | Oth | CEL | 2 | HighlySkilled Laboratory TechnicianMin. 7 Yrs. hands on experience in La (b testing) (Working shift is 6 Days/Week,8 Hrs./day | ECH | 30 | 9000 | 270000 | EGP | Oth
Creeks URBN K _0192 |  | RFQ-00035 | Eslam Kamal | Operation | 2024-08-13 | Third Party Lab | Approved | 2 | Concrete Laboratory Equipment as per list Ashall be ELE or equal recogni zed brand acceptable to RME QC Engineer (Without Crushing Machine | ECH | 36 | 36 | 3000 | 108000 | Oth | CEL | 2 | Concrete Laboratory Equipment as per list Ashall be ELE or equal recogni zed brand acceptable to RME QC Engineer (Without Crushing Machine | ECH | 36 | 3000 | 108000 | EGP | Oth
Creeks URBN K _0192 |  | RFQ-00035 | Eslam Kamal | Operation | 2024-08-13 | Third Party Lab | Approved | 2 | Mobilization and Demobilization | ECH | 2 | 2 | 1200 | 2400 | Oth | CEL | 2 | Mobilization and Demobilization | ECH | 2 | 1200 | 2400 | EGP | Oth
Creeks URBN K _0192 |  | RFQ-00035 | Eslam Kamal | Operation | 2024-08-13 | Third Party Lab | Approved | 2 | Concrete Laboratory Equipment as per list A shall be ELE or equal recognized brand acceptable to RME QC Engineer (Include Crushing Machine | ECH | 0 | 0 | 4750 | 0 | Oth | CEL | 2 | Concrete Laboratory Equipment as per list A shall be ELE or equal recognized brand acceptable to RME QC Engineer (Include Crushing Machine | ECH | 0 | 4750 | 0 | EGP | Oth
Creeks URBN K _0192 |  | RFQ-00035 | Eslam Kamal | Operation | 2024-08-13 | Third Party Lab | Approved | 2 | Soil Laboratory Equipment as Per list A shall be ELE or equal recognized brand acceptable to RME QC Engineer | ECH | 0 | 0 | 2750 | 0 | Oth | CEL | 2 | Soil Laboratory Equipment as Per list A shall be ELE or equal recognized brand acceptable to RME QC Engineer | ECH | 0 | 2750 | 0 | EGP | Oth
Creeks URBN K _0192 |  | RFQ-00035 | Eslam Kamal | Operation | 2024-08-13 | Third Party Lab | Approved | 2 | Over time for Laboratory Civil Engineer | ECH | 0 | 0 | 82 | 0 | Oth | CEL | 2 | Over time for Laboratory Civil Engineer | ECH | 0 | 82 | 0 | EGP | Oth
Creeks URBN K _0192 |  | RFQ-00035 | Eslam Kamal | Operation | 2024-08-13 | Third Party Lab | Approved | 2 | Over time For Laboratory Technician | ECH | 0 | 0 | 44 | 0 | Oth | CEL | 2 | Over time For Laboratory Technician | ECH | 0 | 44 | 0 | EGP | Oth
Creeks URBN K _0192 |  | RFQ-00035 | Eslam Kamal | Operation | 2024-08-13 | Third Party Lab | Approved | 2 | Part Time - Highly Skilled Laboratory Civil Engineer (B.Sc. Of Engineering) , Min 5 Years , Hand on (Experience in lab testing (4Visit/ month( | ECH | 0 | 0 | 2500 | 0 | Oth | CEL | 2 | Part Time - Highly Skilled Laboratory Civil Engineer (B.Sc. Of Engineering) , Min 5 Years , Hand on (Experience in lab testing (4Visit/ month( | ECH | 0 | 2500 | 0 | EGP | Oth
Creeks URBN K _0192 |  | RFQ-00035 | Eslam Kamal | Operation | 2024-08-13 | Third Party Lab | Approved | 2 | Per Vist- Highly Skilled Laboratory Civil Engineer (B.Sc. Of Engineering) , Min 5 Years , Hand on (Experience in lab testing | ECH | 0 | 0 | 600 | 0 | Oth | CEL | 2 | Per Vist- Highly Skilled Laboratory Civil Engineer (B.Sc. Of Engineering) , Min 5 Years , Hand on (Experience in lab testing | ECH | 0 | 600 | 0 | EGP | Oth
Creeks URBN K _0192 |  | RFQ-00035 | Eslam Kamal | Operation | 2024-08-13 | Third Party Lab | Approved | 2 | Clay lumps and Friable particles (ASTM C -142) | ECH | 0 | 0 | 165 | 0 | Oth | CEL | 2 | Clay lumps and Friable particles (ASTM C -142) | ECH | 0 | 165 | 0 | EGP | Oth
Creeks URBN K _0192 |  | RFQ-00035 | Eslam Kamal | Operation | 2024-08-13 | Third Party Lab | Approved | 2 | Organic impurities in sand (ASTM C -40) | ECH | 0 | 0 | 165 | 0 | Oth | CEL | 2 | Organic impurities in sand (ASTM C -40) | ECH | 0 | 165 | 0 | EGP | Oth
Creeks URBN K _0192 |  | RFQ-00035 | Eslam Kamal | Operation | 2024-08-13 | Third Party Lab | Approved | 2 | Materials finer than no. 200 sieve and Complete Sieve Analysis (Sand ( ASTM C-117 & 136( | ECH | 0 | 0 | 165 | 0 | Oth | CEL | 2 | Materials finer than no. 200 sieve and Complete Sieve Analysis (Sand ( ASTM C-117 & 136( | ECH | 0 | 165 | 0 | EGP | Oth
Creeks URBN K _0192 |  | RFQ-00035 | Eslam Kamal | Operation | 2024-08-13 | Third Party Lab | Approved | 2 | Specific Gravity and absorption of Fine or Coarse aggregates (ASTM C- 127, C-128) | ECH | 0 | 0 | 165 | 0 | Oth | CEL | 2 | Specific Gravity and absorption of Fine or Coarse aggregates (ASTM C- 127, C-128) | ECH | 0 | 165 | 0 | EGP | Oth
Creeks URBN K _0192 |  | RFQ-00035 | Eslam Kamal | Operation | 2024-08-13 | Third Party Lab | Approved | 2 | Schmidt Hammer Test (Not Including Transportation) (Min No. of tests is 5 ) ( ASTM C-805) | ECH | 0 | 0 | 150 | 0 | Oth | CEL | 2 | Schmidt Hammer Test (Not Including Transportation) (Min No. of tests is 5 ) ( ASTM C-805) | ECH | 0 | 150 | 0 | EGP | Oth
Creeks URBN K _0192 |  | RFQ-00035 | Eslam Kamal | Operation | 2024-08-13 | Third Party Lab | Approved | 2 | Coring of Concrete (Not Including Equipment transportation in Cairo (ASTM C-42( | ECH | 0 | 0 | 825 | 0 | Oth | CEL | 2 | Coring of Concrete (Not Including Equipment transportation in Cairo (ASTM C-42( | ECH | 0 | 825 | 0 | EGP | Oth
Creeks URBN K _0192 |  | RFQ-00035 | Eslam Kamal | Operation | 2024-08-13 | Third Party Lab | Approved | 2 | Testing of Steel Bars (up to 25 mm) one bar (ASTM A- 615) | ECH | 0 | 0 | 750 | 0 | Oth | CEL | 2 | Testing of Steel Bars (up to 25 mm) one bar (ASTM A- 615) | ECH | 0 | 750 | 0 | EGP | Oth
Creeks URBN K _0192 |  | RFQ-00035 | Eslam Kamal | Operation | 2024-08-13 | Third Party Lab | Approved | 2 | Bending of Steel Bars one bar (ASTM A- 615) | ECH | 0 | 0 | 750 | 0 | Oth | CEL | 2 | Bending of Steel Bars one bar (ASTM A- 615) | ECH | 0 | 750 | 0 | EGP | Oth
Creeks URBN K _0192 |  | RFQ-00035 | Eslam Kamal | Operation | 2024-08-13 | Third Party Lab | Approved | 2 | RE - Bending of Steel Bars one bar (ASTM A- 615) | ECH | 0 | 0 | 750 | 0 | Oth | CEL | 2 | RE - Bending of Steel Bars one bar (ASTM A- 615) | ECH | 0 | 750 | 0 | EGP | Oth
Creeks URBN K _0192 |  | RFQ-00035 | Eslam Kamal | Operation | 2024-08-13 | Third Party Lab | Approved | 2 | Testing of Water (ASTM C-94) | ECH | 0 | 0 | 450 | 0 | Oth | CEL | 2 | Testing of Water (ASTM C-94) | ECH | 0 | 450 | 0 | EGP | Oth
Creeks URBN K _0192 |  | RFQ-00035 | Eslam Kamal | Operation | 2024-08-13 | Third Party Lab | Approved | 2 | Testing of Sand / Gravel (Chlorides or sulphate)(BS-812) | ECH | 0 | 0 | 495 | 0 | Oth | CEL | 2 | Testing of Sand / Gravel (Chlorides or sulphate)(BS-812) | ECH | 0 | 495 | 0 | EGP | Oth
Creeks URBN K _0192 |  | RFQ-00035 | Eslam Kamal | Operation | 2024-08-13 | Third Party Lab | Approved | 2 | Testing OF Soil (Organic Matter) (AASHTO T-267) | ECH | 0 | 0 | 165 | 0 | Oth | CEL | 2 | Testing OF Soil (Organic Matter) (AASHTO T-267) | ECH | 0 | 165 | 0 | EGP | Oth
Creeks URBN K _0192 |  | RFQ-00035 | Eslam Kamal | Operation | 2024-08-13 | Third Party Lab | Approved | 2 | Compressive strength: 40*20*20 cm or smaller (ASTM C-140) / per block | ECH | 0 | 0 | 495 | 0 | Oth | CEL | 2 | Compressive strength: 40*20*20 cm or smaller (ASTM C-140) / per block | ECH | 0 | 495 | 0 | EGP | Oth
Creeks URBN K _0192 |  | RFQ-00035 | Eslam Kamal | Operation | 2024-08-13 | Third Party Lab | Approved | 2 | Dimension Check (ASTM C-140)/ per block | ECH | 0 | 0 | 495 | 0 | Oth | CEL | 2 | Dimension Check (ASTM C-140)/ per block | ECH | 0 | 495 | 0 | EGP | Oth
Creeks URBN K _0192 |  | RFQ-00035 | Eslam Kamal | Operation | 2024-08-13 | Third Party Lab | Approved | 2 | Abrasion/ sample | ECH | 0 | 0 | 825 | 0 | Oth | CEL | 2 | Abrasion/ sample | ECH | 0 | 825 | 0 | EGP | Oth
Creeks URBN K _0192 |  | RFQ-00035 | Eslam Kamal | Operation | 2024-08-13 | Third Party Lab | Approved | 2 | Compaction of soil (using proctor test) (ASTM D-1557,698) | ECH | 0 | 0 | 198 | 0 | Oth | CEL | 2 | Compaction of soil (using proctor test) (ASTM D-1557,698) | ECH | 0 | 198 | 0 | EGP | Oth
Creeks URBN K _0192 |  | RFQ-00035 | Eslam Kamal | Operation | 2024-08-13 | Third Party Lab | Approved | 2 | Plastic Limit of soil sample (ASTM D-4318) | ECH | 0 | 0 | 115 | 0 | Oth | CEL | 2 | Plastic Limit of soil sample (ASTM D-4318) | ECH | 0 | 115 | 0 | EGP | Oth
Creeks URBN K _0192 |  | RFQ-00035 | Eslam Kamal | Operation | 2024-08-13 | Third Party Lab | Approved | 2 | Liquid Limit of soil sample (ASTM D-4318) | ECH | 0 | 0 | 115 | 0 | Oth | CEL | 2 | Liquid Limit of soil sample (ASTM D-4318) | ECH | 0 | 115 | 0 | EGP | Oth
Creeks URBN K _0192 |  | RFQ-00035 | Eslam Kamal | Operation | 2024-08-13 | Third Party Lab | Approved | 2 | Classification of soil (ASTM D-1556) | ECH | 0 | 0 | 330 | 0 | Oth | CEL | 2 | Classification of soil (ASTM D-1556) | ECH | 0 | 330 | 0 | EGP | Oth
Creeks URBN K _0192 |  | RFQ-00035 | Eslam Kamal | Operation | 2024-08-13 | Third Party Lab | Approved | 2 | Plate Bearing test on soil (Not including transportation or Equipment) (ASTM D-1195, 1196 ) | ECH | 0 | 0 | 1800 | 0 | Oth | CEL | 2 | Plate Bearing test on soil (Not including transportation or Equipment) (ASTM D-1195, 1196 ) | ECH | 0 | 1800 | 0 | EGP | Oth
Damietta Container Terminal-Infra & Bldgs _0216 |  | RFQ-00010 | Eslam Sayed | Procurement | 2024-08-13 | Steel Structure-workshop-gate-fuel station | Approved | 11.10.10 - Building Package - 101_Workshop - 05120 - 2.2.3.1 | For Crane | TON | 95 | 95 | 1904.18 | 180897.1 | SC_Supply/Apply | Emdad Steel Industries | 11.10.10 - Building Package - 101_Workshop - 05120 - 2.2.3.1 | For Crane | TON | 95 | 68000 | 6460000 | EGP | SC_Supply/Apply
Damietta Container Terminal-Infra & Bldgs _0216 |  | RFQ-00010 | Eslam Sayed | Procurement | 2024-08-13 | Steel Structure-workshop-gate-fuel station | Approved | 11.18.10 - Building Package - 102_In-Out Gate - 05120 - 2. 2.3.1 | Fabricate, supply and erect structural steel, including all necessary welded/bolted connections and all other accessories and Items for work completion, as per drawings and specifications | TON | 16 | 16 | 1904.18 | 30466.88 | SC_Supply/Apply | Emdad Steel Industries | 11.18.10 - Building Package - 102_In-Out Gate - 05120 - 2. 2.3.1 | Fabricate, supply and erect structural steel, including all necessary welded/bolted connections and all other accessories and Items for work completion, as per drawings and specifications | TON | 16 | 68000 | 1088000 | EGP | SC_Supply/Apply
Damietta Container Terminal-Infra & Bldgs _0216 |  | RFQ-00010 | Eslam Sayed | Procurement | 2024-08-13 | Steel Structure-workshop-gate-fuel station | Approved | 11.10.10 - Building Package - 101_Workshop - 05120 - 2.2.3.2 | For Truck | TON | 100 | 100 | 1904.18 | 190418 | SC_Supply/Apply | Emdad Steel Industries | 11.10.10 - Building Package - 101_Workshop - 05120 - 2.2.3.2 | For Truck | TON | 100 | 68000 | 6800000 | EGP | SC_Supply/Apply
Damietta Container Terminal-Infra & Bldgs _0216 |  | RFQ-00010 | Eslam Sayed | Procurement | 2024-08-13 | Steel Structure-workshop-gate-fuel station | Approved | 11.10.10 - Building Package - 101_Workshop - 05120 - 2.2.3.3 | For RTG Shelter | TON | 122 | 122 | 2379.18 | 290259.96 | SC_Supply/Apply | Emdad Steel Industries | 11.10.10 - Building Package - 101_Workshop - 05120 - 2.2.3.3 | For RTG Shelter | TON | 122 | 68000 | 8296000 | EGP | SC_Supply/Apply
Damietta Container Terminal-Infra & Bldgs _0216 |  | RFQ-00010 | Eslam Sayed | Procurement | 2024-08-13 | Steel Structure-workshop-gate-fuel station | Approved | 11.10.10 - Building Package - 101_Workshop - 07411 - 2.4.1.1 | Supply, deliver and install Steel corrugated Panels as shown in drawings, consist of 2 layers (0.5 mm) each and insulation of 4 cm Thickness, Shop drawings details, Color and sample to be approved prior to production The work includes all fixing requirement, and accessories needed | SQM | 3139 | 3139 | 26.4 | 82869.6 | SC_Supply/Apply | Emdad Steel Industries | 11.10.10 - Building Package - 101_Workshop - 07411 - 2.4.1.1 | Supply, deliver and install Steel corrugated Panels as shown in drawings, consist of 2 layers (0.5 mm) each and insulation of 4 cm Thickness, Shop drawings details, Color and sample to be approved prior to production The work includes all fixing requirement, and accessories needed | SQM | 3139 | 1223 | 3838997 | EGP | SC_Supply/Apply
Damietta Container Terminal-Infra & Bldgs _0216 |  | RFQ-00010 | Eslam Sayed | Procurement | 2024-08-13 | Steel Structure-workshop-gate-fuel station | Approved | 11.10.10 - Building Package - 101_Workshop - 05120 - 2.4.7.1 | Supply, deliver and install Steel Bridge at Crane Workshop connecting Electro workshop roof with Mechanical & Hydrolic workshop Roof (as shown in dwg) with width 2.00 m, Shop drawings details to be approved prior to production The work includes all fixing requirement, and accessories needed for work completion | MTR | 15 | 15 | 140 | 2100 | SC_Supply/Apply | Emdad Steel Industries | 11.10.10 - Building Package - 101_Workshop - 05120 - 2.4.7.1 | Supply, deliver and install Steel Bridge at Crane Workshop connecting Electro workshop roof with Mechanical & Hydrolic workshop Roof (as shown in dwg) with width 2.00 m, Shop drawings details to be approved prior to production The work includes all fixing requirement, and accessories needed for work completion | MTR | 15 | 43600 | 654000 | EGP | SC_Supply/Apply
Damietta Container Terminal-Infra & Bldgs _0216 |  | RFQ-00010 | Eslam Sayed | Procurement | 2024-08-13 | Steel Structure-workshop-gate-fuel station | Approved | 11.19.10 - Building Package - 104_Fuel Station - 07411 - 2.4.1.1 | Manufacture, Supply, deliver and install a Fuel Tank Shelter (Shed) Consist of Steel Posts, Beams, Single Steel corrugated sheet (According to dwg. and Specifications) The work includes Fixation and all related items and accessories needed for work Completion. | LS | 1 | 1 | 34562.84 | 34562.84 | SC_Supply/Apply | Emdad Steel Industries | 11.19.10 - Building Package - 104_Fuel Station - 07411 - 2.4.1.1 | Manufacture, Supply, deliver and install a Fuel Tank Shelter (Shed) Consist of Steel Posts, Beams, Single Steel corrugated sheet (According to dwg. and Specifications) The work includes Fixation and all related items and accessories needed for work Completion. | LS | 1 | 1100000 | 1100000 | EGP | SC_Supply/Apply
MOC HQ at Diriyah _K0005 |  | RFQ-00022 | Sherif Mahmoud | Procurement | 2024-08-13 | carpet | Approved | 14.15 - 09 - FINISHES-9.12.1 | Supply And Install Carpet Tiles 50 x 50 cm as per project specification, approved samples, project LEED Requirements , technical submission and as per the client and consultant requirements this item includes but not limited to carpet tiles, wastage, manufacturer recommended adhesive, all installation and termination accessories and all required accessories to complete the works as per drawings, etc... CP-02 - (Type BLOQ - Renegade) & Color Choosed from (111- Truffle or 130 Sahara or 110 Linen or 124 Walnut) | SQM | 7255 | 7255 | 150 | 1088250 | SC_Supply/Apply | mobica | 14.15 - 09 - FINISHES-9.12.1 | Supply And Install Carpet Tiles 50 x 50 cm as per project specification, approved samples, project LEED Requirements , technical submission and as per the client and consultant requirements this item includes but not limited to carpet tiles, wastage, manufacturer recommended adhesive, all installation and termination accessories and all required accessories to complete the works as per drawings, etc... CP-02 - (Type BLOQ - Renegade) & Color Choosed from (111- Truffle or 130 Sahara or 110 Linen or 124 Walnut) | SQM | 7255 | 90 | 652950 | SAR | SC_Supply/Apply
MOC HQ at Diriyah _K0005 |  | RFQ-00022 | Sherif Mahmoud | Procurement | 2024-08-13 | carpet | Approved | 14.15 - 09 - FINISHES-9.12.1 | Supply And Install Carpet Tiles 50 x 50 cm as per project specification, approved samples, project LEED Requirements , technical submission and as per the client and consultant requirements this item includes but not limited to carpet tiles, wastage, manufacturer recommended adhesive, all installation and termination accessories and all required accessories to complete the works as per drawings, etc... CP-03 - (Type BLOQ - Renegade) & Color Choosed from (111- Truffle or 130 Sahara or 110 Linen or 124 Walnut) | SQM | 11604 | 11604 | 150 | 1740600 | SC_Supply/Apply | mobica | 14.15 - 09 - FINISHES-9.12.1 | Supply And Install Carpet Tiles 50 x 50 cm as per project specification, approved samples, project LEED Requirements , technical submission and as per the client and consultant requirements this item includes but not limited to carpet tiles, wastage, manufacturer recommended adhesive, all installation and termination accessories and all required accessories to complete the works as per drawings, etc... CP-03 - (Type BLOQ - Renegade) & Color Choosed from (111- Truffle or 130 Sahara or 110 Linen or 124 Walnut) | SQM | 11604 | 90 | 1044360 | SAR | SC_Supply/Apply
MOC HQ at Diriyah _K0005 |  | RFQ-00022 | Sherif Mahmoud | Procurement | 2024-08-13 | carpet | Approved | 14.15 - 09 - FINISHES-9.12.1 | Supply And Install Carpet Tiles 50 x 50 cm as per project specification, approved samples, project LEED Requirements , technical submission and as per the client and consultant requirements this item includes but not limited to carpet tiles, wastage, manufacturer recommended adhesive, all installation and termination accessories and all required accessories to complete the works as per drawings, etc... CP-05 - (Type BLOQ – Canvas) & (Color 220 – Melon) | SQM | 143 | 143 | 150 | 21450 | SC_Supply/Apply | mobica | 14.15 - 09 - FINISHES-9.12.1 | Supply And Install Carpet Tiles 50 x 50 cm as per project specification, approved samples, project LEED Requirements , technical submission and as per the client and consultant requirements this item includes but not limited to carpet tiles, wastage, manufacturer recommended adhesive, all installation and termination accessories and all required accessories to complete the works as per drawings, etc... CP-05 - (Type BLOQ – Canvas) & (Color 220 – Melon) | SQM | 143 | 90 | 12870 | SAR | SC_Supply/Apply
MOC HQ at Diriyah _K0005 |  | RFQ-00023 | Ahmed Fouad | MEP (Electro Mechanical) | 2024-08-14 | Supply & Install MEP Items - Second Floor | Approved | 13.11.10.10 - Telecommunication & Data System-B | Single data outlet (RJ45) - point | ECH | 357 | 119 | 15.39 | 1831.41 | SC_Supply/Apply | SMEP CO. | 13.11.10.10 - Telecommunication & Data System-B | Single data outlet (RJ45) - point | ECH | 119 | 108 | 12852 | SAR | SC_Supply/Apply
MOC HQ at Diriyah _K0005 |  | RFQ-00023 | Ahmed Fouad | MEP (Electro Mechanical) | 2024-08-14 | Supply & Install MEP Items - Second Floor | Approved | 13.11.10.10 - Telecommunication & Data System-D | Dual RJ-45 data outlet - point | ECH | 365 | 122 | 0.75 | 91.5 | SC_Supply/Apply | SMEP CO. | 13.11.10.10 - Telecommunication & Data System-D | Dual RJ-45 data outlet - point | ECH | 122 | 216 | 26352 | SAR | SC_Supply/Apply
MOC HQ at Diriyah _K0005 |  | RFQ-00023 | Ahmed Fouad | MEP (Electro Mechanical) | 2024-08-14 | Supply & Install MEP Items - Second Floor | Approved | 13.11.10.10 - Telecommunication & Data System-E | WIFI outlet - point | ECH | 216 | 72 | 134.81 | 9706.32 | SC_Supply/Apply | SMEP CO. | 13.11.10.10 - Telecommunication & Data System-E | WIFI outlet - point | ECH | 72 | 108 | 7776 | SAR | SC_Supply/Apply
MOC HQ at Diriyah _K0005 |  | RFQ-00023 | Ahmed Fouad | MEP (Electro Mechanical) | 2024-08-14 | Supply & Install MEP Items - Second Floor | Approved | 13.11.10.11 - Telecommunication & Data System-H | Furniture Single data outlet (RJ45) | ECH | 365 | 122 | 0.44 | 53.68 | SC_Apply | SMEP CO. | 13.11.10.11 - Telecommunication & Data System-H | Furniture Single data outlet (RJ45) | ECH | 122 | 72.36 | 8827.92 | SAR | SC_Apply
MOC HQ at Diriyah _K0005 |  | RFQ-00023 | Ahmed Fouad | MEP (Electro Mechanical) | 2024-08-14 | Supply & Install MEP Items - Second Floor | Approved | 13.11.10.10 - Telecommunication & Data System-C | Furniture Dual ceiling data outlet (RJ45) | ECH | 2127 | 709 | 2.84 | 2013.56 | SC_Supply/Apply | SMEP CO. | 13.11.10.10 - Telecommunication & Data System-C | Furniture Dual ceiling data outlet (RJ45) | ECH | 709 | 216 | 153144 | SAR | SC_Supply/Apply
MOC HQ at Diriyah _K0005 |  | RFQ-00023 | Ahmed Fouad | MEP (Electro Mechanical) | 2024-08-14 | Supply & Install MEP Items - Second Floor | Approved | 13.11.10.10 - Telecommunication & Data System-A | Furniture Single data outlet (RJ45) | ECH | 365 | 122 | 3.01 | 367.22 | SC_Supply/Apply | SMEP CO. | 13.11.10.10 - Telecommunication & Data System-A | Furniture Single data outlet (RJ45) | ECH | 122 | 108 | 13176 | SAR | SC_Supply/Apply
MOC HQ at Diriyah _K0005 |  | RFQ-00023 | Ahmed Fouad | MEP (Electro Mechanical) | 2024-08-14 | Supply & Install MEP Items - Second Floor | Approved | 13.11.10.11 - Telecommunication & Data System-P | Wifi Access Point | ECH | 216 | 72 | 229.17 | 16500.24 | SC_Apply | SMEP CO. | 13.11.10.11 - Telecommunication & Data System-P | Wifi Access Point | ECH | 72 | 76.68 | 5520.96 | SAR | SC_Apply
MOC HQ at Diriyah _K0005 |  | RFQ-00023 | Ahmed Fouad | MEP (Electro Mechanical) | 2024-08-14 | Supply & Install MEP Items - Second Floor | Approved | 13.11.10.11 - Telecommunication & Data System-Q | IDF Rack | LS | 12 | 4 | 6655.1 | 26620.4 | SC_Apply | SMEP CO. | 13.11.10.11 - Telecommunication & Data System-Q | IDF Rack | LS | 4 | 4015.44 | 16061.76 | SAR | SC_Apply
MOC HQ at Diriyah _K0005 |  | RFQ-00023 | Ahmed Fouad | MEP (Electro Mechanical) | 2024-08-14 | Supply & Install MEP Items - Second Floor | Approved | 13.11.10.11 - Telecommunication & Data System-L | Dual RJ-45 data outlet | ECH | 365 | 122 | 0.22 | 26.84 | SC_Apply | SMEP CO. | 13.11.10.11 - Telecommunication & Data System-L | Dual RJ-45 data outlet | ECH | 122 | 52.7 | 6429.4 | SAR | SC_Apply
MOC HQ at Diriyah _K0005 |  | RFQ-00023 | Ahmed Fouad | MEP (Electro Mechanical) | 2024-08-14 | Supply & Install MEP Items - Second Floor | Approved | 13.11.10.11 - Telecommunication & Data System-M | WIFI outlet | ECH | 216 | 72 | 98.15 | 7066.8 | SC_Apply | SMEP CO. | 13.11.10.11 - Telecommunication & Data System-M | WIFI outlet | ECH | 72 | 52.7 | 3794.4 | SAR | SC_Apply
MOC HQ at Diriyah _K0005 |  | RFQ-00023 | Ahmed Fouad | MEP (Electro Mechanical) | 2024-08-14 | Supply & Install MEP Items - Second Floor | Approved | 13.11.10.11 - Telecommunication & Data System-J | Single data outlet (RJ45) | ECH | 357 | 119 | 2.24 | 266.56 | SC_Apply | SMEP CO. | 13.11.10.11 - Telecommunication & Data System-J | Single data outlet (RJ45) | ECH | 119 | 26.35 | 3135.65 | SAR | SC_Apply
MOC HQ at Diriyah _K0005 |  | RFQ-00023 | Ahmed Fouad | MEP (Electro Mechanical) | 2024-08-14 | Supply & Install MEP Items - Second Floor | Approved | 13.11.10.11 - Telecommunication & Data System-R | 1 2 Core Fiber Optic Cable for each IDF Rack | MTR | 2400 | 800 | 25 | 20000 | SC_Apply | SMEP CO. | 13.11.10.11 - Telecommunication & Data System-R | 1 2 Core Fiber Optic Cable for each IDF Rack | MTR | 800 | 16.11 | 12888 | SAR | SC_Apply
MOC HQ at Diriyah _K0005 |  | RFQ-00023 | Ahmed Fouad | MEP (Electro Mechanical) | 2024-08-14 | Supply & Install MEP Items - Second Floor | Approved | 13.11.12.10 - Security System-D | CEILING MOUNTED IP, COLOR DOME PTZ CAMERA WITH AUTO IRIS. | ECH | 10 | 3 | 1301.56 | 3904.68 | SC_Supply/Apply | SMEP CO. | 13.11.12.10 - Security System-D | CEILING MOUNTED IP, COLOR DOME PTZ CAMERA WITH AUTO IRIS. | ECH | 3 | 161.09 | 483.27 | SAR | SC_Supply/Apply
MOC HQ at Diriyah _K0005 |  | RFQ-00023 | Ahmed Fouad | MEP (Electro Mechanical) | 2024-08-14 | Supply & Install MEP Items - Second Floor | Approved | 13.11.12.11 - Security System-J | CEILING MOUNTED IP, COLOR DOME PTZ CAMERA WITH AUTO IRIS. | ECH | 10 | 3 | 780 | 2340 | SC_Apply | SMEP CO. | 13.11.12.11 - Security System-J | CEILING MOUNTED IP, COLOR DOME PTZ CAMERA WITH AUTO IRIS. | ECH | 3 | 108 | 324 | SAR | SC_Apply
MOC HQ at Diriyah _K0005 |  | RFQ-00023 | Ahmed Fouad | MEP (Electro Mechanical) | 2024-08-14 | Supply & Install MEP Items - Second Floor | Approved | 13.11.11.10 - Security System-A | Access Door system | ECH | 76 | 26 | 362.28 | 9419.28 | SC_Supply/Apply | SMEP CO. | 13.11.11.10 - Security System-A | Access Door system | ECH | 26 | 434.81 | 11305.06 | SAR | SC_Supply/Apply
MOC HQ at Diriyah _K0005 |  | RFQ-00023 | Ahmed Fouad | MEP (Electro Mechanical) | 2024-08-14 | Supply & Install MEP Items - Second Floor | Approved | 13.11.11.11 - Security System-G | Access Door system | ECH | 76 | 26 | 723.68 | 18815.68 | SC_Apply | SMEP CO. | 13.11.11.11 - Security System-G | Access Door system | ECH | 26 | 658.8 | 17128.8 | SAR | SC_Apply
MOC HQ at Diriyah _K0005 |  | RFQ-00023 | Ahmed Fouad | MEP (Electro Mechanical) | 2024-08-14 | Supply & Install MEP Items - Second Floor | Approved | 13.11.11.11 - Security System-H | Vistior Enterance and Management system | LS | 1 | 0.33 | 10000 | 3333.3 | SC_Apply | SMEP CO. | 13.11.11.11 - Security System-H | Vistior Enterance and Management system | LS | 0.33 | 658.8 | 217.4 | SAR | SC_Apply
MOC HQ at Diriyah _K0005 |  | RFQ-00023 | Ahmed Fouad | MEP (Electro Mechanical) | 2024-08-14 | Supply & Install MEP Items - Second Floor | Approved | 13.11.12.10 - Security System-E | RFID ELECTRONIC LOCK WITHOUT AUTOMATIC DEAD BOLT. INSIDE LEVER OR KNOB IS ALWAYS FREE FOR IMMEDIATE EGRESS | ECH | 43 | 14 | 197.91 | 2770.74 | SC_Supply/Apply | SMEP CO. | 13.11.12.10 - Security System-E | RFID ELECTRONIC LOCK WITHOUT AUTOMATIC DEAD BOLT. INSIDE LEVER OR KNOB IS ALWAYS FREE FOR IMMEDIATE EGRESS | ECH | 14 | 161.09 | 2255.26 | SAR | SC_Supply/Apply
MOC HQ at Diriyah _K0005 |  | RFQ-00023 | Ahmed Fouad | MEP (Electro Mechanical) | 2024-08-14 | Supply & Install MEP Items - Second Floor | Approved | 13.11.12.11 - Security System-K | RFID ELECTRONIC LOCK WITHOUT AUTOMATIC DEAD BOLT. INSIDE LEVER OR KNOB IS ALWAYS FREE FOR IMMEDIATE EGRESS | ECH | 43 | 14 | 118.6 | 1660.4 | SC_Apply | SMEP CO. | 13.11.12.11 - Security System-K | RFID ELECTRONIC LOCK WITHOUT AUTOMATIC DEAD BOLT. INSIDE LEVER OR KNOB IS ALWAYS FREE FOR IMMEDIATE EGRESS | ECH | 14 | 108 | 1512 | SAR | SC_Apply
MOC HQ at Diriyah _K0005 |  | RFQ-00023 | Ahmed Fouad | MEP (Electro Mechanical) | 2024-08-14 | Supply & Install MEP Items - Second Floor | Approved | 13.11.11.10 - Security System-B | Vistior Enterance and Management system | LS | 1 | 0.33 | 6200 | 2066.65 | SC_Supply/Apply | SMEP CO. | 13.11.11.10 - Security System-B | Vistior Enterance and Management system | LS | 0.33 | 434.81 | 143.49 | SAR | SC_Supply/Apply
MOC HQ at Diriyah _K0005 |  | RFQ-00023 | Ahmed Fouad | MEP (Electro Mechanical) | 2024-08-14 | Supply & Install MEP Items - Second Floor | Approved | 13.11.12.11 - Security System-I | Indoor camera, 2MP | ECH | 299 | 100 | 88.29 | 8829 | SC_Apply | SMEP CO. | 13.11.12.11 - Security System-I | Indoor camera, 2MP | ECH | 100 | 108 | 10800 | SAR | SC_Apply
MOC HQ at Diriyah _K0005 |  | RFQ-00023 | Ahmed Fouad | MEP (Electro Mechanical) | 2024-08-14 | Supply & Install MEP Items - Second Floor | Approved | 13.11.12.10 - Security System-C | Indoor camera, 2MP | ECH | 299 | 100 | 147.33 | 14733 | MAT_Raw | SMEP CO. | 13.11.12.10 - Security System-C | Indoor camera, 2MP | ECH | 100 | 161.09 | 16109 | SAR | MAT_Raw
MOC HQ at Diriyah _K0005 |  | RFQ-00023 | Ahmed Fouad | MEP (Electro Mechanical) | 2024-08-14 | Supply & Install MEP Items - Second Floor | Approved | 13.11.15.11 - FIRE ALARM AND VOICE EVACUATION SYSTEM-P | Smoke detector | ECH | 973 | 325 | 115.31 | 37475.75 | SC_Apply | SMEP CO. | 13.11.15.11 - FIRE ALARM AND VOICE EVACUATION SYSTEM-P | Smoke detector | ECH | 325 | 54 | 17550 | SAR | SC_Apply
MOC HQ at Diriyah _K0005 |  | RFQ-00023 | Ahmed Fouad | MEP (Electro Mechanical) | 2024-08-14 | Supply & Install MEP Items - Second Floor | Approved | 13.11.15.11 - FIRE ALARM AND VOICE EVACUATION SYSTEM-R | Duct smoke detector | ECH | 30 | 10 | 88 | 880 | SC_Apply | SMEP CO. | 13.11.15.11 - FIRE ALARM AND VOICE EVACUATION SYSTEM-R | Duct smoke detector | ECH | 10 | 54 | 540 | SAR | SC_Apply
MOC HQ at Diriyah _K0005 |  | RFQ-00023 | Ahmed Fouad | MEP (Electro Mechanical) | 2024-08-14 | Supply & Install MEP Items - Second Floor | Approved | 13.11.15.10 - FIRE ALARM AND VOICE EVACUATION SYSTEM-A | Smoke detector - point | ECH | 973 | 325 | 699.38 | 227298.5 | SC_Supply/Apply | SMEP CO. | 13.11.15.10 - FIRE ALARM AND VOICE EVACUATION SYSTEM-A | Smoke detector - point | ECH | 325 | 339.94 | 110480.5 | SAR | SC_Supply/Apply
MOC HQ at Diriyah _K0005 |  | RFQ-00023 | Ahmed Fouad | MEP (Electro Mechanical) | 2024-08-14 | Supply & Install MEP Items - Second Floor | Approved | 13.11.15.10 - FIRE ALARM AND VOICE EVACUATION SYSTEM-C | Duct smoke detector - point | ECH | 30 | 10 | 533.72 | 5337.2 | SC_Supply/Apply | SMEP CO. | 13.11.15.10 - FIRE ALARM AND VOICE EVACUATION SYSTEM-C | Duct smoke detector - point | ECH | 10 | 339.94 | 3399.4 | SAR | SC_Supply/Apply
MOC HQ at Diriyah _K0005 |  | RFQ-00023 | Ahmed Fouad | MEP (Electro Mechanical) | 2024-08-14 | Supply & Install MEP Items - Second Floor | Approved | 13.11.15.10 - FIRE ALARM AND VOICE EVACUATION SYSTEM-D | Heat detector - point | ECH | 19 | 7 | 689.49 | 4826.43 | SC_Supply/Apply | SMEP CO. | 13.11.15.10 - FIRE ALARM AND VOICE EVACUATION SYSTEM-D | Heat detector - point | ECH | 7 | 339.94 | 2379.58 | SAR | SC_Supply/Apply
MOC HQ at Diriyah _K0005 |  | RFQ-00023 | Ahmed Fouad | MEP (Electro Mechanical) | 2024-08-14 | Supply & Install MEP Items - Second Floor | Approved | 13.11.15.10 - FIRE ALARM AND VOICE EVACUATION SYSTEM-E | Manual call point - point | ECH | 28 | 9 | 1715.53 | 15439.77 | SC_Supply/Apply | SMEP CO. | 13.11.15.10 - FIRE ALARM AND VOICE EVACUATION SYSTEM-E | Manual call point - point | ECH | 9 | 339.94 | 3059.46 | SAR | SC_Supply/Apply
MOC HQ at Diriyah _K0005 |  | RFQ-00023 | Ahmed Fouad | MEP (Electro Mechanical) | 2024-08-14 | Supply & Install MEP Items - Second Floor | Approved | 13.11.15.11 - FIRE ALARM AND VOICE EVACUATION SYSTEM-W | Monitor Module ( Dual input ) | ECH | 11 | 4 | 1212.88 | 4851.52 | SC_Apply | SMEP CO. | 13.11.15.11 - FIRE ALARM AND VOICE EVACUATION SYSTEM-W | Monitor Module ( Dual input ) | ECH | 4 | 54 | 216 | SAR | SC_Apply
MOC HQ at Diriyah _K0005 |  | RFQ-00023 | Ahmed Fouad | MEP (Electro Mechanical) | 2024-08-14 | Supply & Install MEP Items - Second Floor | Approved | 13.11.15.11 - FIRE ALARM AND VOICE EVACUATION SYSTEM-T | Manual call point | ECH | 28 | 9 | 282.86 | 2545.74 | SC_Apply | SMEP CO. | 13.11.15.11 - FIRE ALARM AND VOICE EVACUATION SYSTEM-T | Manual call point | ECH | 9 | 54 | 486 | SAR | SC_Apply
MOC HQ at Diriyah _K0005 |  | RFQ-00023 | Ahmed Fouad | MEP (Electro Mechanical) | 2024-08-14 | Supply & Install MEP Items - Second Floor | Approved | 13.11.15.10 - FIRE ALARM AND VOICE EVACUATION SYSTEM-G | Monitor Module | ECH | 23 | 8 | 2626.41 | 21011.28 | SC_Supply/Apply | SMEP CO. | 13.11.15.10 - FIRE ALARM AND VOICE EVACUATION SYSTEM-G | Monitor Module | ECH | 8 | 339.94 | 2719.52 | SAR | SC_Supply/Apply
MOC HQ at Diriyah _K0005 |  | RFQ-00023 | Ahmed Fouad | MEP (Electro Mechanical) | 2024-08-14 | Supply & Install MEP Items - Second Floor | Approved | 13.11.15.11 - FIRE ALARM AND VOICE EVACUATION SYSTEM-V | Monitor Module | ECH | 23 | 8 | 433.04 | 3464.32 | SC_Apply | SMEP CO. | 13.11.15.11 - FIRE ALARM AND VOICE EVACUATION SYSTEM-V | Monitor Module | ECH | 8 | 54 | 432 | SAR | SC_Apply
MOC HQ at Diriyah _K0005 |  | RFQ-00023 | Ahmed Fouad | MEP (Electro Mechanical) | 2024-08-14 | Supply & Install MEP Items - Second Floor | Approved | 13.11.15.10 - FIRE ALARM AND VOICE EVACUATION SYSTEM-H | Monitor Module ( Dual input ) | ECH | 11 | 4 | 7476.49 | 29905.96 | SC_Supply/Apply | SMEP CO. | 13.11.15.10 - FIRE ALARM AND VOICE EVACUATION SYSTEM-H | Monitor Module ( Dual input ) | ECH | 4 | 339.94 | 1359.76 | SAR | SC_Supply/Apply
MOC HQ at Diriyah _K0005 |  | RFQ-00023 | Ahmed Fouad | MEP (Electro Mechanical) | 2024-08-14 | Supply & Install MEP Items - Second Floor | Approved | 12.10 - Section 15060 - Pipe Works and Fittings-2 | 25mm diameter | MTR | 2710 | 904 | 21.93 | 19824.72 | SC_Supply/Apply | SMEP CO. | 12.10 - Section 15060 - Pipe Works and Fittings-2 | 25mm diameter | MTR | 904 | 27.67 | 25013.68 | SAR | SC_Supply/Apply
MOC HQ at Diriyah _K0005 |  | RFQ-00023 | Ahmed Fouad | MEP (Electro Mechanical) | 2024-08-14 | Supply & Install MEP Items - Second Floor | Approved | 12.10 - Section 15060 - Pipe Works and Fittings-3 | 32mm diameter | MTR | 583 | 195 | 58.18 | 11345.1 | SC_Supply/Apply | SMEP CO. | 12.10 - Section 15060 - Pipe Works and Fittings-3 | 32mm diameter | MTR | 195 | 38.2 | 7449 | SAR | SC_Supply/Apply
MOC HQ at Diriyah _K0005 |  | RFQ-00023 | Ahmed Fouad | MEP (Electro Mechanical) | 2024-08-14 | Supply & Install MEP Items - Second Floor | Approved | 12.10 - Section 15060 - Pipe Works and Fittings-4 | 40mm diameter | MTR | 310 | 104 | 93.94 | 9769.76 | SC_Supply/Apply | SMEP CO. | 12.10 - Section 15060 - Pipe Works and Fittings-4 | 40mm diameter | MTR | 104 | 53.29 | 5542.16 | SAR | SC_Supply/Apply
MOC HQ at Diriyah _K0005 |  | RFQ-00023 | Ahmed Fouad | MEP (Electro Mechanical) | 2024-08-14 | Supply & Install MEP Items - Second Floor | Approved | 12.10 - Section 15060 - Pipe Works and Fittings-5 | 50mm diameter | MTR | 35 | 12 | 198 | 2376 | SC_Supply/Apply | SMEP CO. | 12.10 - Section 15060 - Pipe Works and Fittings-5 | 50mm diameter | MTR | 12 | 76.28 | 915.36 | SAR | SC_Supply/Apply
MOC HQ at Diriyah _K0005 |  | RFQ-00023 | Ahmed Fouad | MEP (Electro Mechanical) | 2024-08-14 | Supply & Install MEP Items - Second Floor | Approved | 12.10 - Section 15060 - Pipe Works and Fittings-6 | 63mm diameter | MTR | 255 | 85 | 39.06 | 3320.1 | SC_Supply/Apply | SMEP CO. | 12.10 - Section 15060 - Pipe Works and Fittings-6 | 63mm diameter | MTR | 85 | 112.31 | 9546.35 | SAR | SC_Supply/Apply
MOC HQ at Diriyah _K0005 |  | RFQ-00023 | Ahmed Fouad | MEP (Electro Mechanical) | 2024-08-14 | Supply & Install MEP Items - Second Floor | Approved | 12.10 - Section 15440 - Plumbing Fixtures-63 | Bath Tub (BT-1) FIRE SYSTEM | ECH | 1 | 1 | 6600 | 6600 | SC_Apply | SMEP CO. | 12.10 - Section 15440 - Plumbing Fixtures-63 | Bath Tub (BT-1) FIRE SYSTEM | ECH | 1 | 480 | 480 | SAR | SC_Apply
MOC HQ at Diriyah _K0005 |  | RFQ-00023 | Ahmed Fouad | MEP (Electro Mechanical) | 2024-08-14 | Supply & Install MEP Items - Second Floor | Approved | 12.10 - Section 15410 - Cold Water Supply-27 | 2 m3 capacity (kitchen potable water) | ECH | 1 | 1 | 60048 | 60048 | SC_Supply/Apply | SMEP CO. | 12.10 - Section 15410 - Cold Water Supply-27 | 2 m3 capacity (kitchen potable water) | ECH | 1 | 43669.44 | 43669.44 | SAR | SC_Supply/Apply
MOC HQ at Diriyah _K0005 |  | RFQ-00023 | Ahmed Fouad | MEP (Electro Mechanical) | 2024-08-14 | Supply & Install MEP Items - Second Floor | Approved | 12.10 - Section 15440 - Plumbing Fixtures-56 | Water Closets (WC-1) | ECH | 111 | 37 | 540.09 | 19983.33 | SC_Apply | SMEP CO. | 12.10 - Section 15440 - Plumbing Fixtures-56 | Water Closets (WC-1) | ECH | 37 | 320 | 11840 | SAR | SC_Apply
MOC HQ at Diriyah _K0005 |  | RFQ-00023 | Ahmed Fouad | MEP (Electro Mechanical) | 2024-08-14 | Supply & Install MEP Items - Second Floor | Approved | 12.10 - Section 15440 - Plumbing Fixtures-57 | Lavatories (LAV-1) | ECH | 148 | 50 | 468.24 | 23412 | SC_Apply | SMEP CO. | 12.10 - Section 15440 - Plumbing Fixtures-57 | Lavatories (LAV-1) | ECH | 50 | 320 | 16000 | SAR | SC_Apply
MOC HQ at Diriyah _K0005 |  | RFQ-00023 | Ahmed Fouad | MEP (Electro Mechanical) | 2024-08-14 | Supply & Install MEP Items - Second Floor | Approved | 12.10 - Section 15440 - Plumbing Fixtures-58 | Showers (SH-1) | ECH | 5 | 2 | 770 | 1540 | SC_Apply | SMEP CO. | 12.10 - Section 15440 - Plumbing Fixtures-58 | Showers (SH-1) | ECH | 2 | 280 | 560 | SAR | SC_Apply
MOC HQ at Diriyah _K0005 |  | RFQ-00023 | Ahmed Fouad | MEP (Electro Mechanical) | 2024-08-14 | Supply & Install MEP Items - Second Floor | Approved | 12.10 - Section 15440 - Plumbing Fixtures-60 | Ablutions (Male & Female) | ECH | 13 | 5 | 550 | 2750 | SC_Apply | SMEP CO. | 12.10 - Section 15440 - Plumbing Fixtures-60 | Ablutions (Male & Female) | ECH | 5 | 280 | 1400 | SAR | SC_Apply
MOC HQ at Diriyah _K0005 |  | RFQ-00023 | Ahmed Fouad | MEP (Electro Mechanical) | 2024-08-14 | Supply & Install MEP Items - Second Floor | Approved | 12.10 - Section 15440 - Plumbing Fixtures-62 | Kitchen Sink (KS-1) (For pantry and kitchens) | ECH | 19 | 7 | 347.37 | 2431.59 | SC_Apply | SMEP CO. | 12.10 - Section 15440 - Plumbing Fixtures-62 | Kitchen Sink (KS-1) (For pantry and kitchens) | ECH | 7 | 400 | 2800 | SAR | SC_Apply
MOC HQ at Diriyah _K0005 |  | RFQ-00023 | Ahmed Fouad | MEP (Electro Mechanical) | 2024-08-14 | Supply & Install MEP Items - Second Floor | Approved | 12.10 - Section 15060 - Pipe Works and Fittings-10 | 100mm diameter | MTR | 30 | 10 | 406 | 4060 | SC_Supply/Apply | SMEP CO. | 12.10 - Section 15060 - Pipe Works and Fittings-10 | 100mm diameter | MTR | 10 | 241.74 | 2417.4 | SAR | SC_Supply/Apply
MOC HQ at Diriyah _K0005 |  | RFQ-00023 | Ahmed Fouad | MEP (Electro Mechanical) | 2024-08-14 | Supply & Install MEP Items - Second Floor | Approved | 12.10 - Section 15060 - Pipe Works and Fittings-11 | 150mm diameter | MTR | 41 | 14 | 361.46 | 5060.44 | SC_Supply/Apply | SMEP CO. | 12.10 - Section 15060 - Pipe Works and Fittings-11 | 150mm diameter | MTR | 14 | 395.57 | 5537.98 | SAR | SC_Supply/Apply
MOC HQ at Diriyah _K0005 |  | RFQ-00023 | Ahmed Fouad | MEP (Electro Mechanical) | 2024-08-14 | Supply & Install MEP Items - Second Floor | Approved | 12.10 - Section 15100 - Valves and Specialties-12 | 25mm diameter gate valves | ECH | 16 | 6 | 167.38 | 1004.28 | SC_Supply/Apply | SMEP CO. | 12.10 - Section 15100 - Valves and Specialties-12 | 25mm diameter gate valves | ECH | 6 | 183.57 | 1101.42 | SAR | SC_Supply/Apply
MOC HQ at Diriyah _K0005 |  | RFQ-00023 | Ahmed Fouad | MEP (Electro Mechanical) | 2024-08-14 | Supply & Install MEP Items - Second Floor | Approved | 12.10 - Section 15100 - Valves and Specialties-13 | 32mm diameter gate valves | ECH | 4 | 2 | 260 | 520 | SC_Supply/Apply | SMEP CO. | 12.10 - Section 15100 - Valves and Specialties-13 | 32mm diameter gate valves | ECH | 2 | 228.81 | 457.62 | SAR | SC_Supply/Apply
MOC HQ at Diriyah _K0005 |  | RFQ-00023 | Ahmed Fouad | MEP (Electro Mechanical) | 2024-08-14 | Supply & Install MEP Items - Second Floor | Approved | 12.10 - Section 15100 - Valves and Specialties-14 | 40mm diameter gate valves | ECH | 35 | 12 | 400 | 4800 | SC_Supply/Apply | SMEP CO. | 12.10 - Section 15100 - Valves and Specialties-14 | 40mm diameter gate valves | ECH | 12 | 280.52 | 3366.24 | SAR | SC_Supply/Apply
MOC HQ at Diriyah _K0005 |  | RFQ-00023 | Ahmed Fouad | MEP (Electro Mechanical) | 2024-08-14 | Supply & Install MEP Items - Second Floor | Approved | 12.10 - Section 15100 - Valves and Specialties-20 | Water hammer arrestors | ECH | 136 | 46 | 128.44 | 5908.24 | SC_Supply/Apply | SMEP CO. | 12.10 - Section 15100 - Valves and Specialties-20 | Water hammer arrestors | ECH | 46 | 206.12 | 9481.52 | SAR | SC_Supply/Apply
MOC HQ at Diriyah _K0005 |  | RFQ-00023 | Ahmed Fouad | MEP (Electro Mechanical) | 2024-08-14 | Supply & Install MEP Items - Second Floor | Approved | 12.10 - Section 15260 - Insulation and Lagging-24 | 25mm diameter | MTR | 1080 | 360 | 40.77 | 14677.2 | SC_Supply/Apply | SMEP CO. | 12.10 - Section 15260 - Insulation and Lagging-24 | 25mm diameter | MTR | 360 | 116.1 | 41796 | SAR | SC_Supply/Apply
MOC HQ at Diriyah _K0005 |  | RFQ-00023 | Ahmed Fouad | MEP (Electro Mechanical) | 2024-08-14 | Supply & Install MEP Items - Second Floor | Approved | 12.10 - Section 15260 - Insulation and Lagging-25 | 32mm diameter | MTR | 262 | 88 | 183.74 | 16169.12 | SC_Supply/Apply | SMEP CO. | 12.10 - Section 15260 - Insulation and Lagging-25 | 32mm diameter | MTR | 88 | 158.5 | 13948 | SAR | SC_Supply/Apply
MOC HQ at Diriyah _K0005 |  | RFQ-00023 | Ahmed Fouad | MEP (Electro Mechanical) | 2024-08-14 | Supply & Install MEP Items - Second Floor | Approved | 12.10 - Section 15060 - Pipe Works and Fittings-33 | 50mm diameter | MTR | 1126 | 376 | 29.35 | 11035.6 | SC_Supply/Apply | SMEP CO. | 12.10 - Section 15060 - Pipe Works and Fittings-33 | 50mm diameter | MTR | 376 | 24.96 | 9384.96 | SAR | SC_Supply/Apply
MOC HQ at Diriyah _K0005 |  | RFQ-00023 | Ahmed Fouad | MEP (Electro Mechanical) | 2024-08-14 | Supply & Install MEP Items - Second Floor | Approved | 12.10 - Section 15060 - Pipe Works and Fittings-34 | 75mm diameter | MTR | 782 | 261 | 40.03 | 10447.83 | SC_Supply/Apply | SMEP CO. | 12.10 - Section 15060 - Pipe Works and Fittings-34 | 75mm diameter | MTR | 261 | 43.68 | 11400.48 | SAR | SC_Supply/Apply
MOC HQ at Diriyah _K0005 |  | RFQ-00023 | Ahmed Fouad | MEP (Electro Mechanical) | 2024-08-14 | Supply & Install MEP Items - Second Floor | Approved | 12.10 - Section 15060 - Pipe Works and Fittings-35 | 110mm diameter | MTR | 918 | 306 | 58.3 | 17839.8 | SC_Supply/Apply | SMEP CO. | 12.10 - Section 15060 - Pipe Works and Fittings-35 | 110mm diameter | MTR | 306 | 64.48 | 19730.88 | SAR | SC_Supply/Apply
MOC HQ at Diriyah _K0005 |  | RFQ-00023 | Ahmed Fouad | MEP (Electro Mechanical) | 2024-08-14 | Supply & Install MEP Items - Second Floor | Approved | 12.10 - Section 15420- Drainage-45 | 75mm diameter floor drain (75mm FD-1) | ECH | 172 | 58 | 687.13 | 39853.54 | SC_Supply/Apply | SMEP CO. | 12.10 - Section 15420- Drainage-45 | 75mm diameter floor drain (75mm FD-1) | ECH | 58 | 411.75 | 23881.5 | SAR | SC_Supply/Apply
MOC HQ at Diriyah _K0005 |  | RFQ-00023 | Ahmed Fouad | MEP (Electro Mechanical) | 2024-08-14 | Supply & Install MEP Items - Second Floor | Approved | 12.10 - Section 15420- Drainage-48 | 100mm diameter floor clean out (100mm FCO) | ECH | 26 | 9 | 1401 | 12609 | SC_Supply/Apply | SMEP CO. | 12.10 - Section 15420- Drainage-48 | 100mm diameter floor clean out (100mm FCO) | ECH | 9 | 409.19 | 3682.71 | SAR | SC_Supply/Apply
MOC HQ at Diriyah _K0005 |  | RFQ-00023 | Ahmed Fouad | MEP (Electro Mechanical) | 2024-08-14 | Supply & Install MEP Items - Second Floor | Approved | 12.10 - Electric Domestic Water Heaters-54 | EWH-1 (50L) | ECH | 20 | 7 | 1102.5 | 7717.5 | SC_Supply/Apply | SMEP CO. | 12.10 - Electric Domestic Water Heaters-54 | EWH-1 (50L) | ECH | 7 | 1279.79 | 8958.53 | SAR | SC_Supply/Apply
MOC HQ at Diriyah _K0005 |  | RFQ-00023 | Ahmed Fouad | MEP (Electro Mechanical) | 2024-08-14 | Supply & Install MEP Items - Second Floor | Approved | 12.10 - Electric Domestic Water Heaters-55 | EWH-1 (70L) | ECH | 15 | 5 | 981.47 | 4907.35 | SC_Supply/Apply | SMEP CO. | 12.10 - Electric Domestic Water Heaters-55 | EWH-1 (70L) | ECH | 5 | 1473.7 | 7368.5 | SAR | SC_Supply/Apply
MOC HQ at Diriyah _K0005 |  | RFQ-00023 | Ahmed Fouad | MEP (Electro Mechanical) | 2024-08-14 | Supply & Install MEP Items - Second Floor | Approved | 12.10 - Electric Domestic Water Heaters-54 | EWH-1 (90L) | ECH | 20 | 7 | 1102.5 | 7717.5 | SC_Supply/Apply | SMEP CO. | 12.10 - Electric Domestic Water Heaters-54 | EWH-1 (90L) | ECH | 7 | 2691.95 | 18843.65 | SAR | SC_Supply/Apply
MOC HQ at Diriyah _K0005 |  | RFQ-00023 | Ahmed Fouad | MEP (Electro Mechanical) | 2024-08-14 | Supply & Install MEP Items - Second Floor | Approved | 12.10 - Electric Domestic Water Heaters-55 | EWH-1 (150L) | ECH | 2 | 1 | 727 | 727 | SC_Supply/Apply | SMEP CO. | 12.10 - Electric Domestic Water Heaters-55 | EWH-1 (150L) | ECH | 1 | 3448.31 | 3448.31 | SAR | SC_Supply/Apply
MOC HQ at Diriyah _K0005 |  | RFQ-00023 | Ahmed Fouad | MEP (Electro Mechanical) | 2024-08-14 | Supply & Install MEP Items - Second Floor | Approved | 12.10 - Section 15440 - Plumbing Fixtures-61 | Janitor Sink | ECH | 20 | 7 | 660 | 4620 | SC_Apply | SMEP CO. | 12.10 - Section 15440 - Plumbing Fixtures-61 | Janitor Sink | ECH | 7 | 156 | 1092 | SAR | SC_Apply
MOC HQ at Diriyah _K0005 |  | RFQ-00023 | Ahmed Fouad | MEP (Electro Mechanical) | 2024-08-14 | Supply & Install MEP Items - Second Floor | Approved | 12.11 - Section 15060 - Pipe Works and Fittings-64 | 25mm diameter | MTR | 5578.3 | 1860 | 53.82 | 100105.2 | SC_Supply/Apply | SMEP CO. | 12.11 - Section 15060 - Pipe Works and Fittings-64 | 25mm diameter | MTR | 1860 | 60.76 | 113013.6 | SAR | SC_Supply/Apply
MOC HQ at Diriyah _K0005 |  | RFQ-00023 | Ahmed Fouad | MEP (Electro Mechanical) | 2024-08-14 | Supply & Install MEP Items - Second Floor | Approved | 12.11 - Section 15060 - Pipe Works and Fittings-71 | 32mm diameter | MTR | 773.95 | 258 | 201.25 | 51922.5 | SC_Supply/Apply | SMEP CO. | 12.11 - Section 15060 - Pipe Works and Fittings-71 | 32mm diameter | MTR | 258 | 72.8 | 18782.4 | SAR | SC_Supply/Apply
MOC HQ at Diriyah _K0005 |  | RFQ-00023 | Ahmed Fouad | MEP (Electro Mechanical) | 2024-08-14 | Supply & Install MEP Items - Second Floor | Approved | 12.11 - Section 15060 - Pipe Works and Fittings-66 | 40mm diameter | MTR | 942.7 | 315 | 145.71 | 45898.65 | SC_Supply/Apply | SMEP CO. | 12.11 - Section 15060 - Pipe Works and Fittings-66 | 40mm diameter | MTR | 315 | 86.61 | 27282.15 | SAR | SC_Supply/Apply
MOC HQ at Diriyah _K0005 |  | RFQ-00023 | Ahmed Fouad | MEP (Electro Mechanical) | 2024-08-14 | Supply & Install MEP Items - Second Floor | Approved | 12.11 - Section 15060 - Pipe Works and Fittings-67 | 50mm diameter | MTR | 781.1 | 261 | 222.61 | 58101.21 | SC_Supply/Apply | SMEP CO. | 12.11 - Section 15060 - Pipe Works and Fittings-67 | 50mm diameter | MTR | 261 | 104.71 | 27329.31 | SAR | SC_Supply/Apply
MOC HQ at Diriyah _K0005 |  | RFQ-00023 | Ahmed Fouad | MEP (Electro Mechanical) | 2024-08-14 | Supply & Install MEP Items - Second Floor | Approved | 12.11 - Section 15060 - Pipe Works and Fittings-68 | 65mm diameter | MTR | 1286.98 | 429 | 134.42 | 57666.18 | SC_Supply/Apply | SMEP CO. | 12.11 - Section 15060 - Pipe Works and Fittings-68 | 65mm diameter | MTR | 429 | 138.78 | 59536.62 | SAR | SC_Supply/Apply
MOC HQ at Diriyah _K0005 |  | RFQ-00023 | Ahmed Fouad | MEP (Electro Mechanical) | 2024-08-14 | Supply & Install MEP Items - Second Floor | Approved | 12.11 - Section 15060 - Pipe Works and Fittings-69 | 80mm diameter | MTR | 545.92 | 182 | 225.03 | 40955.46 | SC_Supply/Apply | SMEP CO. | 12.11 - Section 15060 - Pipe Works and Fittings-69 | 80mm diameter | MTR | 182 | 174.91 | 31833.62 | SAR | SC_Supply/Apply
MOC HQ at Diriyah _K0005 |  | RFQ-00023 | Ahmed Fouad | MEP (Electro Mechanical) | 2024-08-14 | Supply & Install MEP Items - Second Floor | Approved | 12.11 - Section 15060 - Pipe Works and Fittings-70 | 100mm diameter | MTR | 574.98 | 192 | 288.01 | 55297.92 | SC_Supply/Apply | SMEP CO. | 12.11 - Section 15060 - Pipe Works and Fittings-70 | 100mm diameter | MTR | 192 | 272.76 | 52369.92 | SAR | SC_Supply/Apply
MOC HQ at Diriyah _K0005 |  | RFQ-00023 | Ahmed Fouad | MEP (Electro Mechanical) | 2024-08-14 | Supply & Install MEP Items - Second Floor | Approved | 12.11 - Section 15060 - Pipe Works and Fittings-72 | 150mm diameter | MTR | 459.76 | 154 | 471.99 | 72686.46 | SC_Supply/Apply | SMEP CO. | 12.11 - Section 15060 - Pipe Works and Fittings-72 | 150mm diameter | MTR | 154 | 402.03 | 61912.62 | SAR | SC_Supply/Apply
MOC HQ at Diriyah _K0005 |  | RFQ-00023 | Ahmed Fouad | MEP (Electro Mechanical) | 2024-08-14 | Supply & Install MEP Items - Second Floor | Approved | 12.11 - Section 15310 - Fire fighting system components and accessories-73 | 150mm diameter | ECH | 9 | 3 | 21427.2 | 64281.6 | SC_Supply/Apply | SMEP CO. | 12.11 - Section 15310 - Fire fighting system components and accessories-73 | 150mm diameter | ECH | 3 | 12000 | 36000 | SAR | SC_Supply/Apply
MOC HQ at Diriyah _K0005 |  | RFQ-00023 | Ahmed Fouad | MEP (Electro Mechanical) | 2024-08-14 | Supply & Install MEP Items - Second Floor | Approved | 12.11 - Section 15310 - Fire fighting system components and accessories-73 | Test & Drain Valve with End Cap | ECH | 47 | 16 | 1025.77 | 16412.32 | SC_Supply/Apply | SMEP CO. | 12.11 - Section 15310 - Fire fighting system components and accessories-73 | Test & Drain Valve with End Cap | ECH | 16 | 840.27 | 13444.32 | SAR | SC_Supply/Apply
MOC HQ at Diriyah _K0005 |  | RFQ-00023 | Ahmed Fouad | MEP (Electro Mechanical) | 2024-08-14 | Supply & Install MEP Items - Second Floor | Approved | 12.11 - Section 15310 - Fire fighting system components and accessories-73 | Butter fly Valve Dia. 100mm | ECH | 2 | 1 | 13392 | 13392 | SC_Supply/Apply | SMEP CO. | 12.11 - Section 15310 - Fire fighting system components and accessories-73 | Butter fly Valve Dia. 100mm | ECH | 1 | 1602.97 | 1602.97 | SAR | SC_Supply/Apply
MOC HQ at Diriyah _K0005 |  | RFQ-00023 | Ahmed Fouad | MEP (Electro Mechanical) | 2024-08-14 | Supply & Install MEP Items - Second Floor | Approved | 12.11 - Section 15310 - Fire fighting system components and accessories-74 | FHC (Class II) | ECH | 13 | 5 | 8462.58 | 42312.9 | SC_Supply/Apply | SMEP CO. | 12.11 - Section 15310 - Fire fighting system components and accessories-74 | FHC (Class II) | ECH | 5 | 7132.33 | 35661.65 | SAR | SC_Supply/Apply
MOC HQ at Diriyah _K0005 |  | RFQ-00023 | Ahmed Fouad | MEP (Electro Mechanical) | 2024-08-14 | Supply & Install MEP Items - Second Floor | Approved | 12.11 - Section 15310 - Fire fighting system components and accessories-74 | FHC-1 (Class III) | ECH | 25 | 9 | 13201.62 | 118814.58 | SC_Supply/Apply | SMEP CO. | 12.11 - Section 15310 - Fire fighting system components and accessories-74 | FHC-1 (Class III) | ECH | 9 | 4527.51 | 40747.59 | SAR | SC_Supply/Apply
MOC HQ at Diriyah _K0005 |  | RFQ-00023 | Ahmed Fouad | MEP (Electro Mechanical) | 2024-08-14 | Supply & Install MEP Items - Second Floor | Approved | 12.11 - Section 15310 - Fire fighting system components and accessories-76 | SP-2 (quick response pendent sprinkler) | ECH | 2829 | 943 | 180.7 | 170400.1 | SC_Supply/Apply | SMEP CO. | 12.11 - Section 15310 - Fire fighting system components and accessories-76 | SP-2 (quick response pendent sprinkler) | ECH | 943 | 60 | 56580 | SAR | SC_Supply/Apply
MOC HQ at Diriyah _K0005 |  | RFQ-00023 | Ahmed Fouad | MEP (Electro Mechanical) | 2024-08-14 | Supply & Install MEP Items - Second Floor | Approved | 12.11 - Section 15310 - Fire fighting system components and accessories-77 | FE-1 (Multipurpose Dry-Chemical Type; ABC) | ECH | 13 | 5 | 1599.23 | 7996.15 | SC_Supply/Apply | SMEP CO. | 12.11 - Section 15310 - Fire fighting system components and accessories-77 | FE-1 (Multipurpose Dry-Chemical Type; ABC) | ECH | 5 | 594.65 | 2973.25 | SAR | SC_Supply/Apply
MOC HQ at Diriyah _K0005 |  | RFQ-00023 | Ahmed Fouad | MEP (Electro Mechanical) | 2024-08-14 | Supply & Install MEP Items - Second Floor | Approved | 12.11 - Section 15310 - Fire fighting system components and accessories-78 | FE-2 (CO2) | ECH | 13 | 5 | 2658.46 | 13292.3 | SC_Supply/Apply | SMEP CO. | 12.11 - Section 15310 - Fire fighting system components and accessories-78 | FE-2 (CO2) | ECH | 5 | 942.4 | 4712 | SAR | SC_Supply/Apply
MOC HQ at Diriyah _K0005 |  | RFQ-00023 | Ahmed Fouad | MEP (Electro Mechanical) | 2024-08-14 | Supply & Install MEP Items - Second Floor | Approved | 12.11 - Section 15310 - Fire fighting system components and accessories-79 | FE- 5 LBS ABC Type DCP Extinguisher for Kitchen | ECH | 4 | 2 | 776.25 | 1552.5 | SC_Supply/Apply | SMEP CO. | 12.11 - Section 15310 - Fire fighting system components and accessories-79 | FE- 5 LBS ABC Type DCP Extinguisher for Kitchen | ECH | 2 | 594.65 | 1189.3 | SAR | SC_Supply/Apply
MOC HQ at Diriyah _K0005 |  | RFQ-00023 | Ahmed Fouad | MEP (Electro Mechanical) | 2024-08-14 | Supply & Install MEP Items - Second Floor | Approved | 12.12 - Section 15850 - Air Handling-98 | FAHU-GF (By Landlord); Duct and chilled water pipes connection | ECH | 1 | 1 | 0 | 0 | SC_Apply | SMEP CO. | 12.12 - Section 15850 - Air Handling-98 | FAHU-GF (By Landlord); Duct and chilled water pipes connection | ECH | 1 | 3231.8 | 3231.8 | SAR | SC_Apply
MOC HQ at Diriyah _K0005 |  | RFQ-00023 | Ahmed Fouad | MEP (Electro Mechanical) | 2024-08-14 | Supply & Install MEP Items - Second Floor | Approved | 12.12 - Section 15850 - Air Handling-99 | FAHU-1F (By Landlord); Duct and chilled water pipes connection | ECH | 1 | 1 | 0 | 0 | SC_Apply | SMEP CO. | 12.12 - Section 15850 - Air Handling-99 | FAHU-1F (By Landlord); Duct and chilled water pipes connection | ECH | 1 | 3231.8 | 3231.8 | SAR | SC_Apply
MOC HQ at Diriyah _K0005 |  | RFQ-00023 | Ahmed Fouad | MEP (Electro Mechanical) | 2024-08-14 | Supply & Install MEP Items - Second Floor | Approved | 12.12 - Section 15850 - Air Handling-100 | FAHU-2F (By Landlord); Duct and chilled water pipes connection | ECH | 1 | 1 | 0 | 0 | SC_Apply | SMEP CO. | 12.12 - Section 15850 - Air Handling-100 | FAHU-2F (By Landlord); Duct and chilled water pipes connection | ECH | 1 | 3231.8 | 3231.8 | SAR | SC_Apply
MOC HQ at Diriyah _K0005 |  | RFQ-00023 | Ahmed Fouad | MEP (Electro Mechanical) | 2024-08-14 | Supply & Install MEP Items - Second Floor | Approved | 12.12 - Split system-102 | DX-IU-1 and OU-1 (standby for electrical room) 5 Tons | ECH | 1 | 1 | 265923 | 265923 | Owner | SMEP CO. | 12.12 - Split system-102 | DX-IU-1 and OU-1 (standby for electrical room) 5 Tons | ECH | 1 | 13000 | 13000 | SAR | Owner
MOC HQ at Diriyah _K0005 |  | RFQ-00023 | Ahmed Fouad | MEP (Electro Mechanical) | 2024-08-14 | Supply & Install MEP Items - Second Floor | Approved | 12.12 - Fan coil units-92 | FCU-1 (Electrical Rooms) - 5 tons | ECH | 419 | 140 | 73.33 | 10266.2 | SC_Apply | SMEP CO. | 12.12 - Fan coil units-92 | FCU-1 (Electrical Rooms) - 5 tons | ECH | 140 | 2000 | 280000 | SAR | SC_Apply
MOC HQ at Diriyah _K0005 |  | RFQ-00023 | Ahmed Fouad | MEP (Electro Mechanical) | 2024-08-14 | Supply & Install MEP Items - Second Floor | Approved | 12.12 - Section 15850 - Air Handling-94 | AHU-GF (with sound attenuators) - 80 TONS | ECH | 7 | 3 | 19513.14 | 58539.42 | SC_Apply | SMEP CO. | 12.12 - Section 15850 - Air Handling-94 | AHU-GF (with sound attenuators) - 80 TONS | ECH | 3 | 4567.68 | 13703.04 | SAR | SC_Apply
MOC HQ at Diriyah _K0005 |  | RFQ-00023 | Ahmed Fouad | MEP (Electro Mechanical) | 2024-08-14 | Supply & Install MEP Items - Second Floor | Approved | 12.12 - Section 15850 - Air Handling-95 | AHU-1F (with sound attenuators) - 75 TONS | ECH | 6 | 2 | 21462 | 42924 | SC_Apply | SMEP CO. | 12.12 - Section 15850 - Air Handling-95 | AHU-1F (with sound attenuators) - 75 TONS | ECH | 2 | 4567.68 | 9135.36 | SAR | SC_Apply
MOC HQ at Diriyah _K0005 |  | RFQ-00023 | Ahmed Fouad | MEP (Electro Mechanical) | 2024-08-14 | Supply & Install MEP Items - Second Floor | Approved | 12.12 - Section 15850 - Air Handling-96 | AHU-2F (with sound attenuators) - 75 TONS | ECH | 6 | 2 | 21462 | 42924 | SC_Apply | SMEP CO. | 12.12 - Section 15850 - Air Handling-96 | AHU-2F (with sound attenuators) - 75 TONS | ECH | 2 | 4567.68 | 9135.36 | SAR | SC_Apply
MOC HQ at Diriyah _K0005 |  | RFQ-00023 | Ahmed Fouad | MEP (Electro Mechanical) | 2024-08-14 | Supply & Install MEP Items - Second Floor | Approved | 12.12 - Section 15850 - Air Handling-97 | MAHU | ECH | 1 | 1 | 102892 | 102892 | SC_Apply | SMEP CO. | 12.12 - Section 15850 - Air Handling-97 | MAHU | ECH | 1 | 3231.8 | 3231.8 | SAR | SC_Apply
MOC HQ at Diriyah _K0005 |  | RFQ-00023 | Ahmed Fouad | MEP (Electro Mechanical) | 2024-08-14 | Supply & Install MEP Items - Second Floor | Approved | 12.12 - Section 15850 - Air Handling-101 | ECOLOGY UNIT | ECH | 1 | 1 | 6061 | 6061 | SC_Apply | SMEP CO. | 12.12 - Section 15850 - Air Handling-101 | ECOLOGY UNIT | ECH | 1 | 3231.8 | 3231.8 | SAR | SC_Apply
MOC HQ at Diriyah _K0005 |  | RFQ-00023 | Ahmed Fouad | MEP (Electro Mechanical) | 2024-08-14 | Supply & Install MEP Items - Second Floor | Approved | 12.12 - VAV Box-103 | VAV-1 (1150 l/s) | KGR | 152 | 51 | 3090.17 | 157598.67 | SC_Supply/Apply | SMEP CO. | 12.12 - VAV Box-103 | VAV-1 (1150 l/s) | KGR | 51 | 3961.23 | 202022.73 | SAR | SC_Supply/Apply
MOC HQ at Diriyah _K0005 |  | RFQ-00023 | Ahmed Fouad | MEP (Electro Mechanical) | 2024-08-14 | Supply & Install MEP Items - Second Floor | Approved | 12.12 - CAV box-107 | CAV box | KGR | 40 | 14 | 2562 | 35868 | SC_Supply/Apply | SMEP CO. | 12.12 - CAV box-107 | CAV box | KGR | 14 | 2391.53 | 33481.42 | SAR | SC_Supply/Apply
MOC HQ at Diriyah _K0005 |  | RFQ-00023 | Ahmed Fouad | MEP (Electro Mechanical) | 2024-08-14 | Supply & Install MEP Items - Second Floor | Approved | 12.12 - Supply linear slot diffusers - type S.L.S.D.-110 | S.L.S.D. 2 Slots 3/4" width, L=1.0m | ECH | 54 | 18 | 406.18 | 7311.24 | SC_Supply/Apply | SMEP CO. | 12.12 - Supply linear slot diffusers - type S.L.S.D.-110 | S.L.S.D. 2 Slots 3/4" width, L=1.0m | ECH | 18 | 800 | 14400 | SAR | SC_Supply/Apply
MOC HQ at Diriyah _K0005 |  | RFQ-00023 | Ahmed Fouad | MEP (Electro Mechanical) | 2024-08-14 | Supply & Install MEP Items - Second Floor | Approved | 12.12 - Supply linear slot diffusers - type S.L.S.D.-110 | S.L.S.D. 1 Slots 3/4" width, L=1.0m | ECH | 3 | 1 | 406.18 | 406.18 | SC_Supply/Apply | SMEP CO. | 12.12 - Supply linear slot diffusers - type S.L.S.D.-110 | S.L.S.D. 1 Slots 3/4" width, L=1.0m | ECH | 1 | 800 | 800 | SAR | SC_Supply/Apply
MOC HQ at Diriyah _K0005 |  | RFQ-00023 | Ahmed Fouad | MEP (Electro Mechanical) | 2024-08-14 | Supply & Install MEP Items - Second Floor | Approved | 12.12 - Supply linear slot diffusers - type S.L.S.D.-110 | S.L.S.D. 1 Slots 3/4" width, L=2m | ECH | 330 | 110 | 406.18 | 44679.8 | SC_Supply/Apply | SMEP CO. | 12.12 - Supply linear slot diffusers - type S.L.S.D.-110 | S.L.S.D. 1 Slots 3/4" width, L=2m | ECH | 110 | 1450 | 159500 | SAR | SC_Supply/Apply
MOC HQ at Diriyah _K0005 |  | RFQ-00023 | Ahmed Fouad | MEP (Electro Mechanical) | 2024-08-14 | Supply & Install MEP Items - Second Floor | Approved | 12.12 - Supply linear slot diffusers - type S.L.S.D.-110 | S.L.S.D. 1 Slots 3/4" width, L=3m | ECH | 6 | 2 | 406.18 | 812.36 | SC_Supply/Apply | SMEP CO. | 12.12 - Supply linear slot diffusers - type S.L.S.D.-110 | S.L.S.D. 1 Slots 3/4" width, L=3m | ECH | 2 | 2500 | 5000 | SAR | SC_Supply/Apply
MOC HQ at Diriyah _K0005 |  | RFQ-00023 | Ahmed Fouad | MEP (Electro Mechanical) | 2024-08-14 | Supply & Install MEP Items - Second Floor | Approved | 12.12 - Supply linear slot diffusers - type S.L.S.D.-110 | S.L.S.D. 1 Slots 3/4" width, L=4m | ECH | 12 | 4 | 406.18 | 1624.72 | SC_Supply/Apply | SMEP CO. | 12.12 - Supply linear slot diffusers - type S.L.S.D.-110 | S.L.S.D. 1 Slots 3/4" width, L=4m | ECH | 4 | 2900 | 11600 | SAR | SC_Supply/Apply
MOC HQ at Diriyah _K0005 |  | RFQ-00023 | Ahmed Fouad | MEP (Electro Mechanical) | 2024-08-14 | Supply & Install MEP Items - Second Floor | Approved | 12.12 - Supply Linear Bar Grill (S.L.B.G.) | S.L.B.G. 1/4" Spacing 15 Degree Deflection 2" width, L=2.4m | ECH | 3 | 1 | 406.18 | 406.18 | SC_Supply/Apply | SMEP CO. | 12.12 - Supply Linear Bar Grill (S.L.B.G.) | S.L.B.G. 1/4" Spacing 15 Degree Deflection 2" width, L=2.4m | ECH | 1 | 405.6 | 405.6 | SAR | SC_Supply/Apply
MOC HQ at Diriyah _K0005 |  | RFQ-00023 | Ahmed Fouad | MEP (Electro Mechanical) | 2024-08-14 | Supply & Install MEP Items - Second Floor | Approved | 12.12 - Supply Linear Bar Grill (S.L.B.G.) | S.L.B.G. 1/4" Spacing 15 Degree Deflection 2" width, L=3m | ECH | 21 | 7 | 406.18 | 2843.26 | SC_Supply/Apply | SMEP CO. | 12.12 - Supply Linear Bar Grill (S.L.B.G.) | S.L.B.G. 1/4" Spacing 15 Degree Deflection 2" width, L=3m | ECH | 7 | 546 | 3822 | SAR | SC_Supply/Apply
MOC HQ at Diriyah _K0005 |  | RFQ-00023 | Ahmed Fouad | MEP (Electro Mechanical) | 2024-08-14 | Supply & Install MEP Items - Second Floor | Approved | 12.12 - Supply Linear Bar Grill (S.L.B.G.) | S.L.B.G. 1/4" Spacing 15 Degree Deflection 2" width, L=4.5m | ECH | 96 | 32 | 406.18 | 12997.76 | SC_Supply/Apply | SMEP CO. | 12.12 - Supply Linear Bar Grill (S.L.B.G.) | S.L.B.G. 1/4" Spacing 15 Degree Deflection 2" width, L=4.5m | ECH | 32 | 792.98 | 25375.36 | SAR | SC_Supply/Apply
MOC HQ at Diriyah _K0005 |  | RFQ-00023 | Ahmed Fouad | MEP (Electro Mechanical) | 2024-08-14 | Supply & Install MEP Items - Second Floor | Approved | 12.12 - Supply Linear Bar Grill (S.L.B.G.) | S.L.B.G. 1/4" Spacing 15 Degree Deflection 2" width, L=6m | ECH | 54 | 18 | 406.18 | 7311.24 | SC_Supply/Apply | SMEP CO. | 12.12 - Supply Linear Bar Grill (S.L.B.G.) | S.L.B.G. 1/4" Spacing 15 Degree Deflection 2" width, L=6m | ECH | 18 | 792.98 | 14273.64 | SAR | SC_Supply/Apply
MOC HQ at Diriyah _K0005 |  | RFQ-00023 | Ahmed Fouad | MEP (Electro Mechanical) | 2024-08-14 | Supply & Install MEP Items - Second Floor | Approved | 12.12 - Supply Linear Bar Grill (S.L.B.G.) | S.L.B.G. 1/4" Spacing 15 Degree Deflection 2" width, L=7.5m | ECH | 36 | 12 | 406.18 | 4874.16 | SC_Supply/Apply | SMEP CO. | 12.12 - Supply Linear Bar Grill (S.L.B.G.) | S.L.B.G. 1/4" Spacing 15 Degree Deflection 2" width, L=7.5m | ECH | 12 | 991.22 | 11894.64 | SAR | SC_Supply/Apply
MOC HQ at Diriyah _K0005 |  | RFQ-00023 | Ahmed Fouad | MEP (Electro Mechanical) | 2024-08-14 | Supply & Install MEP Items - Second Floor | Approved | 12.12 - Supply Linear Bar Grill (S.L.B.G.) | S.L.B.G. 1/4" Spacing 15 Degree Deflection 2" width, L=9m | ECH | 3 | 1 | 406.18 | 406.18 | SC_Supply/Apply | SMEP CO. | 12.12 - Supply Linear Bar Grill (S.L.B.G.) | S.L.B.G. 1/4" Spacing 15 Degree Deflection 2" width, L=9m | ECH | 1 | 1321.84 | 1321.84 | SAR | SC_Supply/Apply
MOC HQ at Diriyah _K0005 |  | RFQ-00023 | Ahmed Fouad | MEP (Electro Mechanical) | 2024-08-14 | Supply & Install MEP Items - Second Floor | Approved | 12.12 - Return linear slot diffusers - type R.L.S.D.-113 | R.L.S.D. 2 Slots 3/4" width, L=1.0m | ECH | 30 | 10 | 217.48 | 2174.8 | SC_Supply/Apply | SMEP CO. | 12.12 - Return linear slot diffusers - type R.L.S.D.-113 | R.L.S.D. 2 Slots 3/4" width, L=1.0m | ECH | 10 | 167.93 | 1679.3 | SAR | SC_Supply/Apply
MOC HQ at Diriyah _K0005 |  | RFQ-00023 | Ahmed Fouad | MEP (Electro Mechanical) | 2024-08-14 | Supply & Install MEP Items - Second Floor | Approved | 12.12 - Return linear slot diffusers - type R.L.S.D.-113 | R.L.S.D.1 Slots 3/4" width, L=4m | ECH | 3 | 1 | 217.48 | 217.48 | SC_Supply/Apply | SMEP CO. | 12.12 - Return linear slot diffusers - type R.L.S.D.-113 | R.L.S.D.1 Slots 3/4" width, L=4m | ECH | 1 | 565.35 | 565.35 | SAR | SC_Supply/Apply
MOC HQ at Diriyah _K0005 |  | RFQ-00023 | Ahmed Fouad | MEP (Electro Mechanical) | 2024-08-14 | Supply & Install MEP Items - Second Floor | Approved | 12.12 - Return linear slot diffusers - type R.L.S.D.-113 | R.L.S.D. 2 Slots 3/4" width, L=5m | ECH | 3 | 1 | 217.48 | 217.48 | SC_Supply/Apply | SMEP CO. | 12.12 - Return linear slot diffusers - type R.L.S.D.-113 | R.L.S.D. 2 Slots 3/4" width, L=5m | ECH | 1 | 707.28 | 707.28 | SAR | SC_Supply/Apply
MOC HQ at Diriyah _K0005 |  | RFQ-00023 | Ahmed Fouad | MEP (Electro Mechanical) | 2024-08-14 | Supply & Install MEP Items - Second Floor | Approved | 12.12 - Return linear slot diffusers - type R.L.S.D.-111 | R.L.B.G. 1/4" Spacing Zero Degree Deflection 2" Width, L=1.2m | ECH | 324 | 108 | 217.48 | 23487.84 | SC_Supply/Apply | SMEP CO. | 12.12 - Return linear slot diffusers - type R.L.S.D.-111 | R.L.B.G. 1/4" Spacing Zero Degree Deflection 2" Width, L=1.2m | ECH | 108 | 184.88 | 19967.04 | SAR | SC_Supply/Apply
MOC HQ at Diriyah _K0005 |  | RFQ-00023 | Ahmed Fouad | MEP (Electro Mechanical) | 2024-08-14 | Supply & Install MEP Items - Second Floor | Approved | 12.12 - Return linear slot diffusers - type R.L.S.D.-112 | R.L.B.G. 1/4" Spacing Zero Degree Deflection 2" Width, L=1.8m | ECH | 87 | 29 | 217.48 | 6306.92 | SC_Supply/Apply | SMEP CO. | 12.12 - Return linear slot diffusers - type R.L.S.D.-112 | R.L.B.G. 1/4" Spacing Zero Degree Deflection 2" Width, L=1.8m | ECH | 29 | 208 | 6032 | SAR | SC_Supply/Apply
MOC HQ at Diriyah _K0005 |  | RFQ-00023 | Ahmed Fouad | MEP (Electro Mechanical) | 2024-08-14 | Supply & Install MEP Items - Second Floor | Approved | 12.12 - Return linear slot diffusers - type R.L.S.D.-113 | R.L.B.G. 1/4" Spacing Zero Degree Deflection 2" Width, L=3m | ECH | 21 | 7 | 217.48 | 1522.36 | SC_Supply/Apply | SMEP CO. | 12.12 - Return linear slot diffusers - type R.L.S.D.-113 | R.L.B.G. 1/4" Spacing Zero Degree Deflection 2" Width, L=3m | ECH | 7 | 323.55 | 2264.85 | SAR | SC_Supply/Apply
MOC HQ at Diriyah _K0005 |  | RFQ-00023 | Ahmed Fouad | MEP (Electro Mechanical) | 2024-08-14 | Supply & Install MEP Items - Second Floor | Approved | 12.12 - Return linear slot diffusers - type R.L.S.D.-113 | R.L.B.G. 1/4" Spacing Zero Degree Deflection 2" Width, L=4.5m | ECH | 9 | 3 | 4246.67 | 12740.01 | SC_Supply/Apply | SMEP CO. | 12.12 - Return linear slot diffusers - type R.L.S.D.-113 | R.L.B.G. 1/4" Spacing Zero Degree Deflection 2" Width, L=4.5m | ECH | 3 | 494.47 | 1483.41 | SAR | SC_Supply/Apply
MOC HQ at Diriyah _K0005 |  | RFQ-00023 | Ahmed Fouad | MEP (Electro Mechanical) | 2024-08-14 | Supply & Install MEP Items - Second Floor | Approved | 12.12 - Return linear slot diffusers - type R.L.S.D.-113 | R.L.B.G. 1/4" Spacing Zero Degree Deflection 2" Width, L=6m | ECH | 6 | 2 | 217.48 | 434.96 | SC_Supply/Apply | SMEP CO. | 12.12 - Return linear slot diffusers - type R.L.S.D.-113 | R.L.B.G. 1/4" Spacing Zero Degree Deflection 2" Width, L=6m | ECH | 2 | 572.03 | 1144.06 | SAR | SC_Supply/Apply
MOC HQ at Diriyah _K0005 |  | RFQ-00023 | Ahmed Fouad | MEP (Electro Mechanical) | 2024-08-14 | Supply & Install MEP Items - Second Floor | Approved | 12.12 - Return linear slot diffusers - type R.L.S.D.-113 | R.L.B.G. 1/4" Spacing Zero Degree Deflection 2" Width, L=9m | ECH | 3 | 1 | 217.48 | 217.48 | SC_Supply/Apply | SMEP CO. | 12.12 - Return linear slot diffusers - type R.L.S.D.-113 | R.L.B.G. 1/4" Spacing Zero Degree Deflection 2" Width, L=9m | ECH | 1 | 916.24 | 916.24 | SAR | SC_Supply/Apply
MOC HQ at Diriyah _K0005 |  | RFQ-00023 | Ahmed Fouad | MEP (Electro Mechanical) | 2024-08-14 | Supply & Install MEP Items - Second Floor | Approved | 12.12 - Exhaust diffusers with volume damper - type E.D.+V.D.-114 | 150mm x 150mm | ECH | 157 | 53 | 255.29 | 13530.37 | SC_Supply/Apply | SMEP CO. | 12.12 - Exhaust diffusers with volume damper - type E.D.+V.D.-114 | 150mm x 150mm | ECH | 53 | 110.24 | 5842.72 | SAR | SC_Supply/Apply
MOC HQ at Diriyah _K0005 |  | RFQ-00023 | Ahmed Fouad | MEP (Electro Mechanical) | 2024-08-14 | Supply & Install MEP Items - Second Floor | Approved | 12.12 - Supply grilles - type S.G. +V.D.-115 | 450mm x 150mm | ECH | 12 | 4 | 1262 | 5048 | SC_Supply/Apply | SMEP CO. | 12.12 - Supply grilles - type S.G. +V.D.-115 | 450mm x 150mm | ECH | 4 | 366.63 | 1466.52 | SAR | SC_Supply/Apply
MOC HQ at Diriyah _K0005 |  | RFQ-00023 | Ahmed Fouad | MEP (Electro Mechanical) | 2024-08-14 | Supply & Install MEP Items - Second Floor | Approved | 12.12 - Return grilles - type R.G. +V.D.-117 | 450mm x 150mm | ECH | 12 | 4 | 546 | 2184 | SC_Supply/Apply | SMEP CO. | 12.12 - Return grilles - type R.G. +V.D.-117 | 450mm x 150mm | ECH | 4 | 232.69 | 930.76 | SAR | SC_Supply/Apply
MOC HQ at Diriyah _K0005 |  | RFQ-00023 | Ahmed Fouad | MEP (Electro Mechanical) | 2024-08-14 | Supply & Install MEP Items - Second Floor | Approved | 12.12 - Supply Square diffuser | 150mm x 150mm | ECH | 24 | 8 | 63.81 | 510.48 | SC_Supply/Apply | SMEP CO. | 12.12 - Supply Square diffuser | 150mm x 150mm | ECH | 8 | 121.15 | 969.2 | SAR | SC_Supply/Apply
Mivida BP#189 |  | RFQ-00149 | Ahmed Saleh | MEP (Electro Mechanical) | 2024-10-20 | B1 MEP Works Escalation | Approved | HVAC System.B1 | B01-FCU-03 378 L/s Air Flow, 7.04 KW Total Load, 0.3 L/S Water Flow. | ECH | 5 | 5 | 7065 | 35325 | SC_Supply/Apply | انكورب الدوليه مهندسون ومقاولون | HVAC System.B1 | B01-FCU-03 378 L/s Air Flow, 7.04 KW Total Load, 0.3 L/S Water Flow. | ECH | 5 | 23086.99 | 115434.95 | EGP | SC_Supply/Apply
Mivida BP#189 |  | RFQ-00149 | Ahmed Saleh | MEP (Electro Mechanical) | 2024-10-20 | B1 MEP Works Escalation | Approved | Plumbing System.B1 | 40 mm | ECH | 12 | 2 | 1206.48 | 2412.96 | SC_Supply/Apply | انكورب الدوليه مهندسون ومقاولون | Plumbing System.B1 | 40 mm | ECH | 2 | 2563.28 | 5126.56 | EGP | SC_Supply/Apply
Mivida BP#189 |  | RFQ-00149 | Ahmed Saleh | MEP (Electro Mechanical) | 2024-10-20 | B1 MEP Works Escalation | Approved | Plumbing System.B1 | 25 mm | ECH | 91 | 83 | 571.21 | 47410.43 | SC_Supply/Apply | انكورب الدوليه مهندسون ومقاولون | Plumbing System.B1 | 25 mm | ECH | 83 | 2032.57 | 168703.31 | EGP | SC_Supply/Apply
Mivida BP#189 |  | RFQ-00149 | Ahmed Saleh | MEP (Electro Mechanical) | 2024-10-20 | B1 MEP Works Escalation | Approved | HVAC System.B1 | Duct work, un-insulated. | TON | 5.5 | 5.5 | 49419 | 271804.5 | SC_Supply/Apply | انكورب الدوليه مهندسون ومقاولون | HVAC System.B1 | Duct work, un-insulated. | TON | 5.5 | 133453.7 | 733995.35 | EGP | SC_Supply/Apply
Mivida BP#189 |  | RFQ-00149 | Ahmed Saleh | MEP (Electro Mechanical) | 2024-10-20 | B1 MEP Works Escalation | Approved | HVAC System.B1 | Duct work, black steel insulation rockwoll, 50mm thickness and 96 kg\m3 density. | TON | 7.5 | 7.5 | 86085 | 645637.5 | SC_Supply/Apply | انكورب الدوليه مهندسون ومقاولون | HVAC System.B1 | Duct work, black steel insulation rockwoll, 50mm thickness and 96 kg\m3 density. | TON | 7.5 | 190737.07 | 1430528.03 | EGP | SC_Supply/Apply
Mivida BP#189 |  | RFQ-00149 | Ahmed Saleh | MEP (Electro Mechanical) | 2024-10-20 | B1 MEP Works Escalation | Approved | HVAC System.B1 | Duct work, indoor, insulated fiberglass with aluminum foil,25mm thickness and 24 kg\m3 density. | TON | 1.7 | 1.7 | 90168 | 153285.6 | SC_Supply/Apply | انكورب الدوليه مهندسون ومقاولون | HVAC System.B1 | Duct work, indoor, insulated fiberglass with aluminum foil,25mm thickness and 24 kg\m3 density. | TON | 1.7 | 153453.7 | 260871.29 | EGP | SC_Supply/Apply
Mivida BP#189 |  | RFQ-00149 | Ahmed Saleh | MEP (Electro Mechanical) | 2024-10-20 | B1 MEP Works Escalation | Approved | Plumbing System.B1 | Size 75 mm. | LM | 73 | 56 | 267.74 | 14993.44 | SC_Supply/Apply | انكورب الدوليه مهندسون ومقاولون | Plumbing System.B1 | Size 75 mm. | LM | 56 | 447.5 | 25060 | EGP | SC_Supply/Apply
Mivida BP#189 |  | RFQ-00149 | Ahmed Saleh | MEP (Electro Mechanical) | 2024-10-20 | B1 MEP Works Escalation | Approved | Plumbing System.B1 | Size 90 mm. | LM | 53 | 8 | 353.81 | 2830.48 | SC_Supply/Apply | انكورب الدوليه مهندسون ومقاولون | Plumbing System.B1 | Size 90 mm. | LM | 8 | 529.62 | 4236.96 | EGP | SC_Supply/Apply
Mivida BP#189 |  | RFQ-00149 | Ahmed Saleh | MEP (Electro Mechanical) | 2024-10-20 | B1 MEP Works Escalation | Approved | Plumbing System.B1 | Size 110 mm. | LM | 36 | 8 | 369.49 | 2955.92 | SC_Supply/Apply | انكورب الدوليه مهندسون ومقاولون | Plumbing System.B1 | Size 110 mm. | LM | 8 | 798.6 | 6388.8 | EGP | SC_Supply/Apply
Mivida BP#189 |  | RFQ-00149 | Ahmed Saleh | MEP (Electro Mechanical) | 2024-10-20 | B1 MEP Works Escalation | Approved | Plumbing System.B1 | 32 mm | ECH | 12 | 2 | 1002.42 | 2004.84 | SC_Supply/Apply | انكورب الدوليه مهندسون ومقاولون | Plumbing System.B1 | 32 mm | ECH | 2 | 4605.8 | 9211.6 | EGP | SC_Supply/Apply
Mivida BP#189 |  | RFQ-00149 | Ahmed Saleh | MEP (Electro Mechanical) | 2024-10-20 | B1 MEP Works Escalation | Approved | Plumbing System.B1 | 25 mm | ECH | 186 | 166 | 604.39 | 100328.74 | SC_Supply/Apply | انكورب الدوليه مهندسون ومقاولون | Plumbing System.B1 | 25 mm | ECH | 166 | 1278.9 | 212297.4 | EGP | SC_Supply/Apply
Mivida BP#189 |  | RFQ-00149 | Ahmed Saleh | MEP (Electro Mechanical) | 2024-10-20 | B1 MEP Works Escalation | Approved | Plumbing System.B1 | 75mm | LM | 587 | 570 | 170.13 | 96974.1 | SC_Supply/Apply | انكورب الدوليه مهندسون ومقاولون | Plumbing System.B1 | 75mm | LM | 570 | 187.77 | 107028.9 | EGP | SC_Supply/Apply
Mivida BP#189 |  | RFQ-00149 | Ahmed Saleh | MEP (Electro Mechanical) | 2024-10-20 | B1 MEP Works Escalation | Approved | Plumbing System.B1 | 110mm | LM | 707 | 60 | 272.12 | 16327.2 | SC_Supply/Apply | انكورب الدوليه مهندسون ومقاولون | Plumbing System.B1 | 110mm | LM | 60 | 398.36 | 23901.6 | EGP | SC_Supply/Apply
Mivida BP#189 |  | RFQ-00149 | Ahmed Saleh | MEP (Electro Mechanical) | 2024-10-20 | B1 MEP Works Escalation | Approved | Plumbing System.B1 | 160mm | LM | 53 | 53 | 435.33 | 23072.49 | SC_Supply/Apply | انكورب الدوليه مهندسون ومقاولون | Plumbing System.B1 | 160mm | LM | 53 | 391.05 | 20725.65 | EGP | SC_Supply/Apply
Mivida BP#189 |  | RFQ-00149 | Ahmed Saleh | MEP (Electro Mechanical) | 2024-10-20 | B1 MEP Works Escalation | Approved | Plumbing System.B1 | Size 20 mm. | LM | 156 | 120 | 70.61 | 8473.2 | SC_Supply/Apply | انكورب الدوليه مهندسون ومقاولون | Plumbing System.B1 | Size 20 mm. | LM | 120 | 81.57 | 9788.4 | EGP | SC_Supply/Apply
Mivida BP#189 |  | RFQ-00149 | Ahmed Saleh | MEP (Electro Mechanical) | 2024-10-20 | B1 MEP Works Escalation | Approved | Plumbing System.B1 | Size 25 mm. | LM | 482 | 304 | 85.2 | 25900.8 | SC_Supply/Apply | انكورب الدوليه مهندسون ومقاولون | Plumbing System.B1 | Size 25 mm. | LM | 304 | 131.43 | 39954.72 | EGP | SC_Supply/Apply
Mivida BP#189 |  | RFQ-00149 | Ahmed Saleh | MEP (Electro Mechanical) | 2024-10-20 | B1 MEP Works Escalation | Approved | Plumbing System.B1 | Size 32 mm. | LM | 192 | 156 | 125.1 | 19515.6 | SC_Supply/Apply | انكورب الدوليه مهندسون ومقاولون | Plumbing System.B1 | Size 32 mm. | LM | 156 | 146.31 | 22824.36 | EGP | SC_Supply/Apply
Mivida BP#189 |  | RFQ-00149 | Ahmed Saleh | MEP (Electro Mechanical) | 2024-10-20 | B1 MEP Works Escalation | Approved | Plumbing System.B1 | Size 40 mm. | LM | 245 | 245 | 146.6 | 35917 | SC_Supply/Apply | انكورب الدوليه مهندسون ومقاولون | Plumbing System.B1 | Size 40 mm. | LM | 245 | 239.65 | 58714.25 | EGP | SC_Supply/Apply
Mivida BP#189 |  | RFQ-00149 | Ahmed Saleh | MEP (Electro Mechanical) | 2024-10-20 | B1 MEP Works Escalation | Approved | Plumbing System.B1 | Size 50 mm. | LM | 52 | 52 | 190.57 | 9909.64 | SC_Supply/Apply | انكورب الدوليه مهندسون ومقاولون | Plumbing System.B1 | Size 50 mm. | LM | 52 | 292.57 | 15213.64 | EGP | SC_Supply/Apply
Mivida BP#189 |  | RFQ-00149 | Ahmed Saleh | MEP (Electro Mechanical) | 2024-10-20 | B1 MEP Works Escalation | Approved | Plumbing System.B1 | 80 mm | ECH | 3 | 3 | 5158.43 | 15475.29 | SC_Supply/Apply | انكورب الدوليه مهندسون ومقاولون | Plumbing System.B1 | 80 mm | ECH | 3 | 17677.09 | 53031.27 | EGP | SC_Supply/Apply
Mivida BP#189 |  | RFQ-00149 | Ahmed Saleh | MEP (Electro Mechanical) | 2024-10-20 | B1 MEP Works Escalation | Approved | Plumbing System.B1 | 50mm | LM | 1216 | 1216 | 100.82 | 122597.12 | SC_Supply/Apply | انكورب الدوليه مهندسون ومقاولون | Plumbing System.B1 | 50mm | LM | 1216 | 124.34 | 151197.44 | EGP | SC_Supply/Apply
Mivida BP#189 |  | RFQ-00149 | Ahmed Saleh | MEP (Electro Mechanical) | 2024-10-20 | B1 MEP Works Escalation | Approved | Plumbing System.B1 | 32 mm | ECH | 1 | 1 | 772.71 | 772.71 | SC_Supply/Apply | انكورب الدوليه مهندسون ومقاولون | Plumbing System.B1 | 32 mm | ECH | 1 | 1850.3 | 1850.3 | EGP | SC_Supply/Apply
Mivida BP#189 |  | RFQ-00149 | Ahmed Saleh | MEP (Electro Mechanical) | 2024-10-20 | B1 MEP Works Escalation | Approved | Plumbing System.B1 | 40 mm | ECH | 28 | 5 | 1151.18 | 5755.9 | SC_Supply/Apply | انكورب الدوليه مهندسون ومقاولون | Plumbing System.B1 | 40 mm | ECH | 5 | 2763.68 | 13818.4 | EGP | SC_Supply/Apply
Mivida BP#189 |  | RFQ-00149 | Ahmed Saleh | MEP (Electro Mechanical) | 2024-10-20 | B1 MEP Works Escalation | Approved | Plumbing System.B1 | 50 mm | ECH | 5 | 3 | 1841.74 | 5525.22 | SC_Supply/Apply | انكورب الدوليه مهندسون ومقاولون | Plumbing System.B1 | 50 mm | ECH | 3 | 4385.26 | 13155.78 | EGP | SC_Supply/Apply
Mivida BP#189 |  | RFQ-00149 | Ahmed Saleh | MEP (Electro Mechanical) | 2024-10-20 | B1 MEP Works Escalation | Approved | Plumbing System.B1 | Size 63 mm. | LM | 108 | 64 | 237.59 | 15205.76 | SC_Supply/Apply | انكورب الدوليه مهندسون ومقاولون | Plumbing System.B1 | Size 63 mm. | LM | 64 | 378.83 | 24245.12 | EGP | SC_Supply/Apply
Mivida BP#189 |  | RFQ-00149 | Ahmed Saleh | MEP (Electro Mechanical) | 2024-10-20 | B1 MEP Works Escalation | Approved | Plumbing System.B1 | 20 mm | ECH | 91 | 83 | 836.52 | 69431.16 | SC_Supply/Apply | انكورب الدوليه مهندسون ومقاولون | Plumbing System.B1 | 20 mm | ECH | 83 | 1449.55 | 120312.65 | EGP | SC_Supply/Apply
Qasr Rashwan Lot A _0207 | 207 | RFQ-00065 | Purchasing Engineers | Purchasing | 2024-10-20 | Supply Reinforcement (PR_97863-102500) | Approved | total | Steel Reinforcement Bars phi 10 | TON | 5.9 | 5.9 | 26315.79 | 155263.16 | MAT_Raw | حديد المصريين لتجارة مواد البناء | total | Steel Reinforcement Bars phi 10 | TON | 5.9 | 39100 | 230690 | EGP | MAT_Raw
Qasr Rashwan Lot A _0207 | 207 | RFQ-00065 | Purchasing Engineers | Purchasing | 2024-10-20 | Supply Reinforcement (PR_97863-102500) | Approved | total | Steel Reinforcement Bars phi 8 | TON | 5.9 | 4 | 26315.79 | 105263.16 | MAT_Raw | حديد المصريين لتجارة مواد البناء | total | Steel Reinforcement Bars phi 8 | TON | 4 | 39100 | 156400 | EGP | MAT_Raw
Qasr Rashwan - Lot B _0208 | 208 | RFQ-00067 | Purchasing Engineers | Purchasing | 2024-10-20 | Supply Reinforcement (PR_99918-102524) | Approved | total | Supply Steel Material phi 8 mm | TON | 3.28 | 2 | 26315.79 | 52631.58 | MAT_Raw | حديد المصريين لتجارة مواد البناء | total | Supply Steel Material phi 8 mm | TON | 2 | 39100 | 78200 | EGP | MAT_Raw
Qasr Rashwan - Lot B _0208 | 208 | RFQ-00067 | Purchasing Engineers | Purchasing | 2024-10-20 | Supply Reinforcement (PR_99918-102524) | Approved | total | Supply Steel Material phi 12 mm | TON | 47.93 | 4 | 26315.79 | 105263.16 | MAT_Raw | حديد المصريين لتجارة مواد البناء | total | Supply Steel Material phi 12 mm | TON | 4 | 39100 | 156400 | EGP | MAT_Raw
Qasr Rashwan - Lot B _0208 | 208 | RFQ-00067 | Purchasing Engineers | Purchasing | 2024-10-20 | Supply Reinforcement (PR_99918-102524) | Approved | total | Supply Steel Material phi 16 mm | TON | 84.15 | 14 | 26315.79 | 368421.06 | MAT_Raw | حديد المصريين لتجارة مواد البناء | total | Supply Steel Material phi 16 mm | TON | 14 | 39100 | 547400 | EGP | MAT_Raw
Hosh Eissa Hospital _0201 | 201 | RFQ-00031 | Purchasing Engineers | Purchasing | 2024-10-20 | RFT Supply | Approved | 10.3 | *حديد تسليح قطر 12 مم | TON | 134 | 38 | 33500 | 1273000 | MAT_Raw | حديد المصريين لتجارة مواد البناء | 10.3 | *حديد تسليح قطر 12 مم | TON | 38 | 39100 | 1485800 | EGP | MAT_Raw
Hosh Eissa Hospital _0201 | 201 | RFQ-00031 | Purchasing Engineers | Purchasing | 2024-10-20 | RFT Supply | Approved | 10.3 | *حديد تسليح قطر 16 مم | TON | 50 | 12 | 33500 | 402000 | MAT_Raw | حديد المصريين لتجارة مواد البناء | 10.3 | *حديد تسليح قطر 16 مم | TON | 12 | 39100 | 469200 | EGP | MAT_Raw
ORA ZED-Ph 2-Pkgs A&D | 151 | RFQ-00078 | Purchasing Engineers | Purchasing | 2024-10-21 | RFT Supply | Approved | All areas | Rebar Steel 10 mm (QTY =4 ton ) | TON | 4 | 4 | 38408 | 153632 | SC_Supply | حديد المصريين لتجارة مواد البناء | All areas | Rebar Steel 10 mm (QTY =4 ton ) | TON | 4 | 39100 | 156400 | EGP | SC_Supply
ORA ZED-Ph 2-Pkgs A&D | 151 | RFQ-00078 | Purchasing Engineers | Purchasing | 2024-10-21 | RFT Supply | Approved | All areas | Rebar Steel 12 mm (QTY =2 ton ) | TON | 2 | 2 | 38408 | 76816 | SC_Supply | حديد المصريين لتجارة مواد البناء | All areas | Rebar Steel 12 mm (QTY =2 ton ) | TON | 2 | 39100 | 78200 | EGP | SC_Supply
ORA ZED-Ph 2-Pkgs A&D | 151 | RFQ-00078 | Purchasing Engineers | Purchasing | 2024-10-21 | RFT Supply | Approved | All areas | Rebar Steel 16 mm (QTY =4 ton ) | TON | 4 | 4 | 38408 | 153632 | SC_Supply | حديد المصريين لتجارة مواد البناء | All areas | Rebar Steel 16 mm (QTY =4 ton ) | TON | 4 | 39100 | 156400 | EGP | SC_Supply
Damietta Container Terminal-Infra & Bldgs _0216 |  | RFQ-00026 | Ibrahim Ahmed | MEP (Electro Mechanical) | 2024-09-17 | Slot drain & acess cahmber & stormed vortex | Approved | 10.19 - Infrastrucure-Stormwater Network-02630- 2.7.1- 2.7.2 | Ø300 mm | ECH | 9785 | 9000 | 114 | 1026000 | MAT_Raw | ACO Drainage Systems ltd | 10.19 - Infrastrucure-Stormwater Network-02630- 2.7.1- 2.7.2 | Ø300 mm | ECH | 9000 | 79.01 | 711090 | EUR | MAT_Raw
Damietta Container Terminal-Infra & Bldgs _0216 |  | RFQ-00026 | Ibrahim Ahmed | MEP (Electro Mechanical) | 2024-09-17 | Slot drain & acess cahmber & stormed vortex | Approved | 10.19 - Infrastrucure-Stormwater Network-02630-2.7.4 | Slot Drainage inspection Chamber Stormsed Vortex Supply,install, connect and test Stormsed_Vortex approved type, with, with all accessories and fittings as specified and as shown on drawings. | ECH | 149 | 149 | 1674 | 249426 | MAT_Raw | ACO Drainage Systems ltd | 10.19 - Infrastrucure-Stormwater Network-02630-2.7.4 | Slot Drainage inspection Chamber Stormsed Vortex Supply,install, connect and test Stormsed_Vortex approved type, with, with all accessories and fittings as specified and as shown on drawings. | ECH | 149 | 1163.83 | 173410.67 | EUR | MAT_Raw
Damietta Container Terminal-Infra & Bldgs _0216 |  | RFQ-00026 | Ibrahim Ahmed | MEP (Electro Mechanical) | 2024-09-17 | Slot drain & acess cahmber & stormed vortex | Approved | 10.19 - Infrastrucure-Stormwater Network-02630-2.7.4 | Slot Drainage inspection Chamber Stormsed Vortex Supply,install, connect and test Stormsed_Vortex approved type, with, with all accessories and fittings as specified and as shown on drawings. | ECH | 1 | 1 | 0 | 0 | MAT_Raw | ACO Drainage Systems ltd | 10.19 - Infrastrucure-Stormwater Network-02630-2.7.4 | Slot Drainage inspection Chamber Stormsed Vortex Supply,install, connect and test Stormsed_Vortex approved type, with, with all accessories and fittings as specified and as shown on drawings. | ECH | 1 | 1163.83 | 1163.83 | EUR | MAT_Raw
Damietta Container Terminal-Infra & Bldgs _0216 |  | RFQ-00026 | Ibrahim Ahmed | MEP (Electro Mechanical) | 2024-09-17 | Slot drain & acess cahmber & stormed vortex | Approved | 10.19 - Infrastrucure-Stormwater Network-02630-2.8.1 | Chamber Diameter Ø1500 mm - Q = 220 l/s | ECH | 1 | 1 | 8748 | 8748 | MAT_Raw | ACO Drainage Systems ltd | 10.19 - Infrastrucure-Stormwater Network-02630-2.8.1 | Chamber Diameter Ø1500 mm - Q = 220 l/s | ECH | 1 | 7831.82 | 7831.82 | EUR | MAT_Raw
Damietta Container Terminal-Infra & Bldgs _0216 |  | RFQ-00026 | Ibrahim Ahmed | MEP (Electro Mechanical) | 2024-09-17 | Slot drain & acess cahmber & stormed vortex | Approved | 10.19 - Infrastrucure-Stormwater Network-02630-2.8.2 | Chamber Diameter Ø1800 mm - Q = 390 l/s | ECH | 5 | 5 | 11030 | 55150 | MAT_Raw | ACO Drainage Systems ltd | 10.19 - Infrastrucure-Stormwater Network-02630-2.8.2 | Chamber Diameter Ø1800 mm - Q = 390 l/s | ECH | 5 | 9936.71 | 49683.55 | EUR | MAT_Raw
Damietta Container Terminal-Infra & Bldgs _0216 |  | RFQ-00026 | Ibrahim Ahmed | MEP (Electro Mechanical) | 2024-09-17 | Slot drain & acess cahmber & stormed vortex | Approved | 10.19 - Infrastrucure-Stormwater Network-02630-2.8.3 | Chamber Diameter Ø2200 mm - Q = 600 l/s | ECH | 8 | 8 | 14731 | 117848 | MAT_Raw | ACO Drainage Systems ltd | 10.19 - Infrastrucure-Stormwater Network-02630-2.8.3 | Chamber Diameter Ø2200 mm - Q = 600 l/s | ECH | 8 | 12435.38 | 99483.04 | EUR | MAT_Raw
Qasr Rashwan Lot A _0207 |  | RFQ-00060 | Ahmed Sameh | MEP (Electro Mechanical) | 2024-09-18 | LV Panels | Approved | 14.13 - Albersly & Iz.Alasfar-Main Pump Station NO. 3.2-3.2.1- | Supply, install, connect, test and commission of complete L.V. distribution boards (LP-PS) the price include selectvity study, termination, Identifications, labling, glands, copper luggs as specified and as indicating drawings. System shall be lump sum complete in every respect with all necessary accessories and ancillary works. | NO | 1 | 1 | 25375 | 25375 | MAT_Raw | EMAS (ELSEWEDY INDUSTRIES Group) | 14.13 - Albersly & Iz.Alasfar-Main Pump Station NO. 3.2-3.2.1- | Supply, install, connect, test and commission of complete L.V. distribution boards (LP-PS) the price include selectvity study, termination, Identifications, labling, glands, copper luggs as specified and as indicating drawings. System shall be lump sum complete in every respect with all necessary accessories and ancillary works. | NO | 1 | 529 | 529 | USD | MAT_Raw
Qasr Rashwan Lot A _0207 |  | RFQ-00060 | Ahmed Sameh | MEP (Electro Mechanical) | 2024-09-18 | LV Panels | Approved | 12.30 - Mansheya Fanous-SEC. Pump Station NO. 10.2-10.2.1- | Supply, install, connect, test and commission of complete L.V. distribution boards (LP-PS) the price include selectvity study, termination, Identifications, labling, glands, copper luggs as specified and as indicating drawings. System shall be lump sum complete in every respect with all necessary accessories and ancillary works. | NO | 1 | 1 | 25375 | 25375 | MAT_Raw | EMAS (ELSEWEDY INDUSTRIES Group) | 12.30 - Mansheya Fanous-SEC. Pump Station NO. 10.2-10.2.1- | Supply, install, connect, test and commission of complete L.V. distribution boards (LP-PS) the price include selectvity study, termination, Identifications, labling, glands, copper luggs as specified and as indicating drawings. System shall be lump sum complete in every respect with all necessary accessories and ancillary works. | NO | 1 | 529 | 529 | USD | MAT_Raw
Qasr Rashwan Lot A _0207 |  | RFQ-00060 | Ahmed Sameh | MEP (Electro Mechanical) | 2024-09-18 | LV Panels | Approved | 12.14 - Mansheya Fanous-Main Pump Station NO. 3.2-3.2.1- | Supply, install, connect, test and commission of complete L.V. distribution boards (LP-PS) the price include selectvity study, termination, Identifications, labling, glands, copper luggs as specified and as indicating drawings. System shall be lump sum complete in every respect with all necessary accessories and ancillary works. | NO | 1 | 1 | 25375 | 25375 | MAT_Raw | EMAS (ELSEWEDY INDUSTRIES Group) | 12.14 - Mansheya Fanous-Main Pump Station NO. 3.2-3.2.1- | Supply, install, connect, test and commission of complete L.V. distribution boards (LP-PS) the price include selectvity study, termination, Identifications, labling, glands, copper luggs as specified and as indicating drawings. System shall be lump sum complete in every respect with all necessary accessories and ancillary works. | NO | 1 | 529 | 529 | USD | MAT_Raw
Qasr Rashwan Lot A _0207 |  | RFQ-00060 | Ahmed Sameh | MEP (Electro Mechanical) | 2024-09-18 | LV Panels | Approved | 10.14 - Saad Al Rouby-Main Pump Station NO. 3.2-3.2.1- | Supply, install, connect, test and commission of complete L.V. distribution boards (LP-PS) the price include selectvity study, termination, Identifications, labling, glands, copper luggs as specified and as indicating drawings. System shall be lump sum complete in every respect with all necessary accessories and ancillary works. | NO | 1 | 1 | 25375 | 25375 | MAT_Raw | EMAS (ELSEWEDY INDUSTRIES Group) | 10.14 - Saad Al Rouby-Main Pump Station NO. 3.2-3.2.1- | Supply, install, connect, test and commission of complete L.V. distribution boards (LP-PS) the price include selectvity study, termination, Identifications, labling, glands, copper luggs as specified and as indicating drawings. System shall be lump sum complete in every respect with all necessary accessories and ancillary works. | NO | 1 | 529 | 529 | USD | MAT_Raw
Qasr Rashwan Lot A _0207 |  | RFQ-00060 | Ahmed Sameh | MEP (Electro Mechanical) | 2024-09-18 | LV Panels | Approved | 14.20 - Albersly & Iz.Alasfar-Generator Shed No.5.2-5.2.1-a | Supply, install, connect, test and commission of complete L.V. distribution boards (LP-GEN. SHED) the price include selectvity study, termination, Identifications, labling, glands, copper luggs as specified and as indicating drawings. System shall be lump sum complete in every respect with all necessary accessories and ancillary works. | NO | 1 | 1 | 25000 | 25000 | MAT_Raw | EMAS (ELSEWEDY INDUSTRIES Group) | 14.20 - Albersly & Iz.Alasfar-Generator Shed No.5.2-5.2.1-a | Supply, install, connect, test and commission of complete L.V. distribution boards (LP-GEN. SHED) the price include selectvity study, termination, Identifications, labling, glands, copper luggs as specified and as indicating drawings. System shall be lump sum complete in every respect with all necessary accessories and ancillary works. | NO | 1 | 355 | 355 | USD | MAT_Raw
Qasr Rashwan Lot A _0207 |  | RFQ-00060 | Ahmed Sameh | MEP (Electro Mechanical) | 2024-09-18 | LV Panels | Approved | 12.42 - Mansheya Fanous-S.PS Generator Shed 14.2-14.2.1-a | Supply, install, connect, test and commission of complete L.V. distribution boards (LP-GEN. SHED) the price include selectvity study, termination, Identifications, labling, glands, copper luggs as specified and as indicating drawings. System shall be lump sum complete in every respect with all necessary accessories and ancillary works. | NO | 1 | 1 | 25000 | 25000 | MAT_Raw | EMAS (ELSEWEDY INDUSTRIES Group) | 12.42 - Mansheya Fanous-S.PS Generator Shed 14.2-14.2.1-a | Supply, install, connect, test and commission of complete L.V. distribution boards (LP-GEN. SHED) the price include selectvity study, termination, Identifications, labling, glands, copper luggs as specified and as indicating drawings. System shall be lump sum complete in every respect with all necessary accessories and ancillary works. | NO | 1 | 355 | 355 | USD | MAT_Raw
Qasr Rashwan Lot A _0207 |  | RFQ-00060 | Ahmed Sameh | MEP (Electro Mechanical) | 2024-09-18 | LV Panels | Approved | 12.26 - Mansheya Fanous-M.PS Generator Shed 7.2-7.2.1-a | Supply, install, connect, test and commission of complete L.V. distribution boards (LP-GEN. SHED) the price include selectvity study, termination, Identifications, labling, glands, copper luggs as specified and as indicating drawings. System shall be lump sum complete in every respect with all necessary accessories and ancillary works. | NO | 1 | 1 | 25000 | 25000 | MAT_Raw | EMAS (ELSEWEDY INDUSTRIES Group) | 12.26 - Mansheya Fanous-M.PS Generator Shed 7.2-7.2.1-a | Supply, install, connect, test and commission of complete L.V. distribution boards (LP-GEN. SHED) the price include selectvity study, termination, Identifications, labling, glands, copper luggs as specified and as indicating drawings. System shall be lump sum complete in every respect with all necessary accessories and ancillary works. | NO | 1 | 355 | 355 | USD | MAT_Raw
Qasr Rashwan Lot A _0207 |  | RFQ-00060 | Ahmed Sameh | MEP (Electro Mechanical) | 2024-09-18 | LV Panels | Approved | 13.25 - Khulusi-Generator Shed 7.2-7.2.1-a | Supply, install, connect, test and commission of complete L.V. distribution boards (LP-GEN. SHED) the price include selectvity study, termination, Identifications, labling, glands, copper luggs as specified and as indicating drawings. System shall be lump sum complete in every respect with all necessary accessories and ancillary works. | NO | 1 | 1 | 25000 | 25000 | MAT_Raw | EMAS (ELSEWEDY INDUSTRIES Group) | 13.25 - Khulusi-Generator Shed 7.2-7.2.1-a | Supply, install, connect, test and commission of complete L.V. distribution boards (LP-GEN. SHED) the price include selectvity study, termination, Identifications, labling, glands, copper luggs as specified and as indicating drawings. System shall be lump sum complete in every respect with all necessary accessories and ancillary works. | NO | 1 | 355 | 355 | USD | MAT_Raw
Qasr Rashwan Lot A _0207 |  | RFQ-00060 | Ahmed Sameh | MEP (Electro Mechanical) | 2024-09-18 | LV Panels | Approved | 11.25 - Murad Al Gendy W Al Sanahra-Generator Shed 7.2-7.2.1-a | Supply, install, connect, test and commission of complete L.V. distribution boards (LP-GEN. SHED) the price include selectvity study, termination, Identifications, labling, glands, copper luggs as specified and as indicating drawings. System shall be lump sum complete in every respect with all necessary accessories and ancillary works. | NO | 1 | 1 | 25000 | 25000 | MAT_Raw | EMAS (ELSEWEDY INDUSTRIES Group) | 11.25 - Murad Al Gendy W Al Sanahra-Generator Shed 7.2-7.2.1-a | Supply, install, connect, test and commission of complete L.V. distribution boards (LP-GEN. SHED) the price include selectvity study, termination, Identifications, labling, glands, copper luggs as specified and as indicating drawings. System shall be lump sum complete in every respect with all necessary accessories and ancillary works. | NO | 1 | 355 | 355 | USD | MAT_Raw
Qasr Rashwan Lot A _0207 |  | RFQ-00060 | Ahmed Sameh | MEP (Electro Mechanical) | 2024-09-18 | LV Panels | Approved | 10.23 - Saad Al Rouby-Generator Shed No.6.2-6.2.1-a | Supply, install, connect, test and commission of complete L.V. distribution boards (LP-GEN. SHED) the price include selectvity study, termination, Identifications, labling, glands, copper luggs as specified and as indicating drawings. System shall be lump sum complete in every respect with all necessary accessories and ancillary works. | NO | 1 | 1 | 25000 | 25000 | MAT_Raw | EMAS (ELSEWEDY INDUSTRIES Group) | 10.23 - Saad Al Rouby-Generator Shed No.6.2-6.2.1-a | Supply, install, connect, test and commission of complete L.V. distribution boards (LP-GEN. SHED) the price include selectvity study, termination, Identifications, labling, glands, copper luggs as specified and as indicating drawings. System shall be lump sum complete in every respect with all necessary accessories and ancillary works. | NO | 1 | 355 | 355 | USD | MAT_Raw
Qasr Rashwan Lot A _0207 |  | RFQ-00060 | Ahmed Sameh | MEP (Electro Mechanical) | 2024-09-18 | LV Panels | Approved | 10.15 - Saad Al Rouby-Main Pump Station NO. 3.3-3.3.3- | Main Low tension switchboard (0.38kV) complete with all component (C.B, contactors,Electrcal and mechanical interlock, measuring and protection devices …etc), as per Single Line Diagram and Contract Documents (to be erected in pump building). | NO | 1 | 1 | 2702840 | 2702840 | MAT_Raw | EMAS (ELSEWEDY INDUSTRIES Group) | 10.15 - Saad Al Rouby-Main Pump Station NO. 3.3-3.3.3- | Main Low tension switchboard (0.38kV) complete with all component (C.B, contactors,Electrcal and mechanical interlock, measuring and protection devices …etc), as per Single Line Diagram and Contract Documents (to be erected in pump building). | NO | 1 | 50599 | 50599 | USD | MAT_Raw
Qasr Rashwan Lot A _0207 |  | RFQ-00060 | Ahmed Sameh | MEP (Electro Mechanical) | 2024-09-18 | LV Panels | Approved | 13.14 - Khulusi-Main Pump Station NO. 3.3-3.3.3- | Main Low tension switchboard (0.38kV) complete with all component (C.B, contactors,Electrcal and mechanical interlock, measuring and protection devices …etc), as per Single Line Diagram and Contract Documents (to be erected in pump building). | NO | 1 | 1 | 1340640 | 1340640 | MAT_Raw | EMAS (ELSEWEDY INDUSTRIES Group) | 13.14 - Khulusi-Main Pump Station NO. 3.3-3.3.3- | Main Low tension switchboard (0.38kV) complete with all component (C.B, contactors,Electrcal and mechanical interlock, measuring and protection devices …etc), as per Single Line Diagram and Contract Documents (to be erected in pump building). | NO | 1 | 23242 | 23242 | USD | MAT_Raw
Qasr Rashwan Lot A _0207 |  | RFQ-00060 | Ahmed Sameh | MEP (Electro Mechanical) | 2024-09-18 | LV Panels | Approved | 14.14 - Albersly & Iz.Alasfar-Main Pump Station NO. 3.3-3.3.3- | Main Low tension switchboard (0.38kV) complete with all component (C.B, contactors,Electrcal and mechanical interlock, measuring and protection devices …etc), as per Single Line Diagram and Contract Documents (to be erected in pump building). | NO | 1 | 1 | 1261890 | 1261890 | MAT_Raw | EMAS (ELSEWEDY INDUSTRIES Group) | 14.14 - Albersly & Iz.Alasfar-Main Pump Station NO. 3.3-3.3.3- | Main Low tension switchboard (0.38kV) complete with all component (C.B, contactors,Electrcal and mechanical interlock, measuring and protection devices …etc), as per Single Line Diagram and Contract Documents (to be erected in pump building). | NO | 1 | 21002 | 21002 | USD | MAT_Raw
Qasr Rashwan Lot A _0207 |  | RFQ-00060 | Ahmed Sameh | MEP (Electro Mechanical) | 2024-09-18 | LV Panels | Approved | 12.15 - Mansheya Fanous-Main Pump Station NO. 3.3-3.3.3- | Main Low tension switchboard (0.38kV) complete with all component (C.B, contactors,Electrcal and mechanical interlock, measuring and protection devices …etc), as per Single Line Diagram and Contract Documents (to be erected in pump building). | NO | 1 | 1 | 1668940 | 1668940 | MAT_Raw | EMAS (ELSEWEDY INDUSTRIES Group) | 12.15 - Mansheya Fanous-Main Pump Station NO. 3.3-3.3.3- | Main Low tension switchboard (0.38kV) complete with all component (C.B, contactors,Electrcal and mechanical interlock, measuring and protection devices …etc), as per Single Line Diagram and Contract Documents (to be erected in pump building). | NO | 1 | 27553 | 27553 | USD | MAT_Raw
Qasr Rashwan Lot A _0207 |  | RFQ-00060 | Ahmed Sameh | MEP (Electro Mechanical) | 2024-09-18 | LV Panels | Approved | 11.14 - Murad Al Gendy W Al Sanahra-Main Pump Station NO. 3.3-3.3.3- | Main Low tension switchboard (0.38kV) complete with all component (C.B, contactors,Electrcal and mechanical interlock, measuring and protection devices …etc), as per Single Line Diagram and Contract Documents (to be erected in pump building). | NO | 1 | 1 | 2290015 | 2290015 | MAT_Raw | EMAS (ELSEWEDY INDUSTRIES Group) | 11.14 - Murad Al Gendy W Al Sanahra-Main Pump Station NO. 3.3-3.3.3- | Main Low tension switchboard (0.38kV) complete with all component (C.B, contactors,Electrcal and mechanical interlock, measuring and protection devices …etc), as per Single Line Diagram and Contract Documents (to be erected in pump building). | NO | 1 | 38919 | 38919 | USD | MAT_Raw
Qasr Rashwan Lot A _0207 |  | RFQ-00060 | Ahmed Sameh | MEP (Electro Mechanical) | 2024-09-18 | LV Panels | Approved | 12.31 - Mansheya Fanous-SEC. Pump Station NO. 10.3-10.3.3- | Main Low tension switchboard (0.38kV) complete with all component (C.B, contactors,Electrcal and mechanical interlock, measuring and protection devices …etc), as per Single Line Diagram and Contract Documents (to be erected in pump building). | NO | 1 | 1 | 1279460 | 1279460 | MAT_Raw | EMAS (ELSEWEDY INDUSTRIES Group) | 12.31 - Mansheya Fanous-SEC. Pump Station NO. 10.3-10.3.3- | Main Low tension switchboard (0.38kV) complete with all component (C.B, contactors,Electrcal and mechanical interlock, measuring and protection devices …etc), as per Single Line Diagram and Contract Documents (to be erected in pump building). | NO | 1 | 22299 | 22299 | USD | MAT_Raw
Qasr Rashwan Lot A _0207 |  | RFQ-00060 | Ahmed Sameh | MEP (Electro Mechanical) | 2024-09-18 | LV Panels | Approved | 12.21 - Mansheya Fanous-M.PS Store NO. 5.2-5.2.1- | Supply, install, connect, test and commission of complete L.V. distribution boards (LP-ST) the price include selectvity study, termination, Identifications, labling, glands, copper luggs as specified and as indicating drawings. System shall be lump sum complete in every respect with all necessary accessories and ancillary works. | NO | 1 | 1 | 14840 | 14840 | MAT_Raw | EMAS (ELSEWEDY INDUSTRIES Group) | 12.21 - Mansheya Fanous-M.PS Store NO. 5.2-5.2.1- | Supply, install, connect, test and commission of complete L.V. distribution boards (LP-ST) the price include selectvity study, termination, Identifications, labling, glands, copper luggs as specified and as indicating drawings. System shall be lump sum complete in every respect with all necessary accessories and ancillary works. | NO | 1 | 333 | 333 | USD | MAT_Raw
Qasr Rashwan Lot A _0207 |  | RFQ-00060 | Ahmed Sameh | MEP (Electro Mechanical) | 2024-09-18 | LV Panels | Approved | 11.23 - Murad Al Gendy W Al Sanahra-Admin Building NO. 6.3 -6.3.1-a | Supply, install, connect, test and commission of complete L.V. distribution boards (LP-ADMIN.) the price include selectvity study, termination, Identifications, labling, glands, copper luggs as specified and as indicating drawings. System shall be lump sum complete in every respect with all necessary accessories and ancillary works. | NO | 1 | 1 | 14840 | 14840 | MAT_Raw | EMAS (ELSEWEDY INDUSTRIES Group) | 11.23 - Murad Al Gendy W Al Sanahra-Admin Building NO. 6.3 -6.3.1-a | Supply, install, connect, test and commission of complete L.V. distribution boards (LP-ADMIN.) the price include selectvity study, termination, Identifications, labling, glands, copper luggs as specified and as indicating drawings. System shall be lump sum complete in every respect with all necessary accessories and ancillary works. | NO | 1 | 333 | 333 | USD | MAT_Raw
Qasr Rashwan Lot A _0207 |  | RFQ-00060 | Ahmed Sameh | MEP (Electro Mechanical) | 2024-09-18 | LV Panels | Approved | 12.37 - Mansheya Fanous-S.PS Store NO. 12.2-12.2.1- | Supply, install, connect, test and commission of complete L.V. distribution boards (LP-ST) the price include selectvity study, termination, Identifications, labling, glands, copper luggs as specified and as indicating drawings. System shall be lump sum complete in every respect with all necessary accessories and ancillary works. | NO | 1 | 1 | 14840 | 14840 | MAT_Raw | EMAS (ELSEWEDY INDUSTRIES Group) | 12.37 - Mansheya Fanous-S.PS Store NO. 12.2-12.2.1- | Supply, install, connect, test and commission of complete L.V. distribution boards (LP-ST) the price include selectvity study, termination, Identifications, labling, glands, copper luggs as specified and as indicating drawings. System shall be lump sum complete in every respect with all necessary accessories and ancillary works. | NO | 1 | 333 | 333 | USD | MAT_Raw
Qasr Rashwan Lot A _0207 |  | RFQ-00060 | Ahmed Sameh | MEP (Electro Mechanical) | 2024-09-18 | LV Panels | Approved | 12.24 - Mansheya Fanous-M.PS Admin Building NO. 6.3-6.3.1-a | Supply, install, connect, test and commission of complete L.V. distribution boards (LP-ADMIN.) the price include selectvity study, termination, Identifications, labling, glands, copper luggs as specified and as indicating drawings. System shall be lump sum complete in every respect with all necessary accessories and ancillary works. | NO | 1 | 1 | 14840 | 14840 | MAT_Raw | EMAS (ELSEWEDY INDUSTRIES Group) | 12.24 - Mansheya Fanous-M.PS Admin Building NO. 6.3-6.3.1-a | Supply, install, connect, test and commission of complete L.V. distribution boards (LP-ADMIN.) the price include selectvity study, termination, Identifications, labling, glands, copper luggs as specified and as indicating drawings. System shall be lump sum complete in every respect with all necessary accessories and ancillary works. | NO | 1 | 333 | 333 | USD | MAT_Raw
Qasr Rashwan Lot A _0207 |  | RFQ-00060 | Ahmed Sameh | MEP (Electro Mechanical) | 2024-09-18 | LV Panels | Approved | 10.21 - Saad Al Rouby-Store NO. 5.2-5.2.1- | Supply, install, connect, test and commission of complete L.V. distribution boards (LP-ST) the price include selectvity study, termination, Identifications, labling, glands, copper luggs as specified and as indicating drawings. System shall be lump sum complete in every respect with all necessary accessories and ancillary works. | NO | 1 | 1 | 14840 | 14840 | MAT_Raw | EMAS (ELSEWEDY INDUSTRIES Group) | 10.21 - Saad Al Rouby-Store NO. 5.2-5.2.1- | Supply, install, connect, test and commission of complete L.V. distribution boards (LP-ST) the price include selectvity study, termination, Identifications, labling, glands, copper luggs as specified and as indicating drawings. System shall be lump sum complete in every respect with all necessary accessories and ancillary works. | NO | 1 | 333 | 333 | USD | MAT_Raw
Qasr Rashwan Lot A _0207 |  | RFQ-00060 | Ahmed Sameh | MEP (Electro Mechanical) | 2024-09-18 | LV Panels | Approved | 11.18 - Murad Al Gendy W Al Sanahra-Guard room NO. 4.3-4.3.1-a | Supply, install, connect, test and commission of complete L.V. distribution boards (LP-GUR-EXT.) the price include circuit breakers, contactors, relays, timers , photocells, push buttons, selectvity study, termination, Identifications ,labling, glands, copper luggs as specified and as indicating drawings. System shall be lump sum complete in every respect with all necessary accessories and ancillary works. | NO | 1 | 1 | 30345 | 30345 | MAT_Raw | EMAS (ELSEWEDY INDUSTRIES Group) | 11.18 - Murad Al Gendy W Al Sanahra-Guard room NO. 4.3-4.3.1-a | Supply, install, connect, test and commission of complete L.V. distribution boards (LP-GUR-EXT.) the price include circuit breakers, contactors, relays, timers , photocells, push buttons, selectvity study, termination, Identifications ,labling, glands, copper luggs as specified and as indicating drawings. System shall be lump sum complete in every respect with all necessary accessories and ancillary works. | NO | 1 | 597 | 597 | USD | MAT_Raw
Qasr Rashwan Lot A _0207 |  | RFQ-00060 | Ahmed Sameh | MEP (Electro Mechanical) | 2024-09-18 | LV Panels | Approved | 14.18 - Albersly & Iz.Alasfar-Guard room NO. 4.3-4.3.1-a | Supply, install, connect, test and commission of complete L.V. distribution boards (LP-GUR-EXT.) the price include circuit breakers, contactors, relays, timers , photocells, push buttons, selectvity study, termination, Identifications ,labling, glands, copper luggs as specified and as indicating drawings. System shall be lump sum complete in every respect with all necessary accessories and ancillary works. | NO | 1 | 1 | 30345 | 30345 | MAT_Raw | EMAS (ELSEWEDY INDUSTRIES Group) | 14.18 - Albersly & Iz.Alasfar-Guard room NO. 4.3-4.3.1-a | Supply, install, connect, test and commission of complete L.V. distribution boards (LP-GUR-EXT.) the price include circuit breakers, contactors, relays, timers , photocells, push buttons, selectvity study, termination, Identifications ,labling, glands, copper luggs as specified and as indicating drawings. System shall be lump sum complete in every respect with all necessary accessories and ancillary works. | NO | 1 | 580 | 580 | USD | MAT_Raw
Qasr Rashwan Lot A _0207 |  | RFQ-00060 | Ahmed Sameh | MEP (Electro Mechanical) | 2024-09-18 | LV Panels | Approved | 12.35 - Mansheya Fanous-S.PS Guard room NO. 11.3-11.3.1-a | Supply, install, connect, test and commission of complete L.V. distribution boards (LP-GUR-EXT.) the price include circuit breakers, contactors, relays, timers , photocells, push buttons, selectvity study, termination, Identifications ,labling, glands, copper luggs as specified and as indicating drawings. System shall be lump sum complete in every respect with all necessary accessories and ancillary works. | NO | 1 | 1 | 30345 | 30345 | MAT_Raw | EMAS (ELSEWEDY INDUSTRIES Group) | 12.35 - Mansheya Fanous-S.PS Guard room NO. 11.3-11.3.1-a | Supply, install, connect, test and commission of complete L.V. distribution boards (LP-GUR-EXT.) the price include circuit breakers, contactors, relays, timers , photocells, push buttons, selectvity study, termination, Identifications ,labling, glands, copper luggs as specified and as indicating drawings. System shall be lump sum complete in every respect with all necessary accessories and ancillary works. | NO | 1 | 597 | 597 | USD | MAT_Raw
Qasr Rashwan Lot A _0207 |  | RFQ-00060 | Ahmed Sameh | MEP (Electro Mechanical) | 2024-09-18 | LV Panels | Approved | 13.18 - Khulusi-Guard room NO. 4.3-4.3.1-a | Supply, install, connect, test and commission of complete L.V. distribution boards (LP-GUR-EXT.) the price include circuit breakers, contactors, relays, timers , photocells, push buttons, selectvity study, termination, Identifications ,labling, glands, copper luggs as specified and as indicating drawings. System shall be lump sum complete in every respect with all necessary accessories and ancillary works. | NO | 1 | 1 | 30345 | 30345 | MAT_Raw | EMAS (ELSEWEDY INDUSTRIES Group) | 13.18 - Khulusi-Guard room NO. 4.3-4.3.1-a | Supply, install, connect, test and commission of complete L.V. distribution boards (LP-GUR-EXT.) the price include circuit breakers, contactors, relays, timers , photocells, push buttons, selectvity study, termination, Identifications ,labling, glands, copper luggs as specified and as indicating drawings. System shall be lump sum complete in every respect with all necessary accessories and ancillary works. | NO | 1 | 597 | 597 | USD | MAT_Raw
Qasr Rashwan Lot A _0207 |  | RFQ-00060 | Ahmed Sameh | MEP (Electro Mechanical) | 2024-09-18 | LV Panels | Approved | 11.20 - Murad Al Gendy W Al Sanahra-Store NO. 5.2-5.2.1- | Supply, install, connect, test and commission of complete L.V. distribution boards (LP-ST) the price include selectvity study, termination, Identifications, labling, glands, copper luggs as specified and as indicating drawings. System shall be lump sum complete in every respect with all necessary accessories and ancillary works. | NO | 1 | 1 | 14840 | 14840 | MAT_Raw | EMAS (ELSEWEDY INDUSTRIES Group) | 11.20 - Murad Al Gendy W Al Sanahra-Store NO. 5.2-5.2.1- | Supply, install, connect, test and commission of complete L.V. distribution boards (LP-ST) the price include selectvity study, termination, Identifications, labling, glands, copper luggs as specified and as indicating drawings. System shall be lump sum complete in every respect with all necessary accessories and ancillary works. | NO | 1 | 333 | 333 | USD | MAT_Raw
Qasr Rashwan Lot A _0207 |  | RFQ-00060 | Ahmed Sameh | MEP (Electro Mechanical) | 2024-09-18 | LV Panels | Approved | 13.23 - Khulusi-Admin Building NO. 6.3 -6.3.1-a | Supply, install, connect, test and commission of complete L.V. distribution boards (LP-ADMIN.) the price include selectvity study, termination, Identifications, labling, glands, copper luggs as specified and as indicating drawings. System shall be lump sum complete in every respect with all necessary accessories and ancillary works. | NO | 1 | 1 | 14840 | 14840 | MAT_Raw | EMAS (ELSEWEDY INDUSTRIES Group) | 13.23 - Khulusi-Admin Building NO. 6.3 -6.3.1-a | Supply, install, connect, test and commission of complete L.V. distribution boards (LP-ADMIN.) the price include selectvity study, termination, Identifications, labling, glands, copper luggs as specified and as indicating drawings. System shall be lump sum complete in every respect with all necessary accessories and ancillary works. | NO | 1 | 333 | 333 | USD | MAT_Raw
Qasr Rashwan Lot A _0207 |  | RFQ-00060 | Ahmed Sameh | MEP (Electro Mechanical) | 2024-09-18 | LV Panels | Approved | 12.40 - Mansheya Fanous-S.PS Admin Building NO. 13.3-13.3.1-a | Supply, install, connect, test and commission of complete L.V. distribution boards (LP-ADMIN.) the price include selectvity study, termination, Identifications, labling, glands, copper luggs as specified and as indicating drawings. System shall be lump sum complete in every respect with all necessary accessories and ancillary works. | NO | 1 | 1 | 14840 | 14840 | MAT_Raw | EMAS (ELSEWEDY INDUSTRIES Group) | 12.40 - Mansheya Fanous-S.PS Admin Building NO. 13.3-13.3.1-a | Supply, install, connect, test and commission of complete L.V. distribution boards (LP-ADMIN.) the price include selectvity study, termination, Identifications, labling, glands, copper luggs as specified and as indicating drawings. System shall be lump sum complete in every respect with all necessary accessories and ancillary works. | NO | 1 | 333 | 333 | USD | MAT_Raw
Rabigh CCPP-Civil _K0006 |  | RFQ-00053 | Mohamed Amr | Procurement | 2024-10-13 | Epoxy Works | Approved | 09 96 00 PNT-0020 | Supplying; applying; high-performance coatings; oil resistant; site applied paint; to external / internal elements; cementous surface; epoxy based paint; to floor and sides; working height zero; fire proofing duration 0 minutes; multi layer; with (Var) microns total DFT; final RAL as per the project approved color schedule.. | SQM | 6929 | 6929 | 135 | 935415 | SC_Supply/Apply | Kabani Group | 09 96 00 PNT-0020 | Supplying; applying; high-performance coatings; oil resistant; site applied paint; to external / internal elements; cementous surface; epoxy based paint; to floor and sides; working height zero; fire proofing duration 0 minutes; multi layer; with (Var) microns total DFT; final RAL as per the project approved color schedule.. | SQM | 6929 | 60 | 415740 | SAR | SC_Supply/Apply
Rabigh CCPP-Civil _K0006 |  | RFQ-00053 | Mohamed Amr | Procurement | 2024-10-13 | Epoxy Works | Approved | 09 96 00 PNT-0011 | Supplying; applying; high-performance coatings; dust proof; site applied paint; to internal elements; cementous surface; epoxy based paint; to walls under access floor; working height H≤3.5m; fire proofing duration 0 minutes; 3 layer; with (Var) microns total DFT; Final RAL as per the project approved color schedule.. | SQM | 440 | 440 | 135 | 59400 | SC_Supply/Apply | Kabani Group | 09 96 00 PNT-0011 | Supplying; applying; high-performance coatings; dust proof; site applied paint; to internal elements; cementous surface; epoxy based paint; to walls under access floor; working height H≤3.5m; fire proofing duration 0 minutes; 3 layer; with (Var) microns total DFT; Final RAL as per the project approved color schedule.. | SQM | 440 | 45 | 19800 | SAR | SC_Supply/Apply
Rabigh CCPP-Civil _K0006 |  | RFQ-00053 | Mohamed Amr | Procurement | 2024-10-13 | Epoxy Works | Approved | 09 96 00 PNT-0019 | Supplying; applying; high-performance coatings; high durable; site applied paint; to internal elements; cementous surface; epoxy based paint; to basement ceiling; working height 3.5m≤H<5.0m; fire proofing duration 0 minutes; 3 layer; with 400 microns total DFT; final RAL as per the project approved color schedule.. | SQM | 1794.2 | 1794.2 | 135 | 242217 | SC_Supply/Apply | Kabani Group | 09 96 00 PNT-0019 | Supplying; applying; high-performance coatings; high durable; site applied paint; to internal elements; cementous surface; epoxy based paint; to basement ceiling; working height 3.5m≤H<5.0m; fire proofing duration 0 minutes; 3 layer; with 400 microns total DFT; final RAL as per the project approved color schedule.. | SQM | 1794.2 | 45 | 80739 | SAR | SC_Supply/Apply
Rabigh CCPP-Civil _K0006 |  | RFQ-00053 | Mohamed Amr | Procurement | 2024-10-13 | Epoxy Works | Approved | 09 96 00 PNT-0031 | Supplying; applying; high-performance coatings; high durable; site applied paint; to internal elements; cementous surface; epoxy based paint; to basement floors; working height H=0m; fire proofing duration 0 minutes; 3 layer; with 400 microns total DFT; final RAL as per the project approved color schedule.. | SQM | 1794.18 | 1794.18 | 135 | 242214.3 | SC_Supply/Apply | Kabani Group | 09 96 00 PNT-0031 | Supplying; applying; high-performance coatings; high durable; site applied paint; to internal elements; cementous surface; epoxy based paint; to basement floors; working height H=0m; fire proofing duration 0 minutes; 3 layer; with 400 microns total DFT; final RAL as per the project approved color schedule.. | SQM | 1794.18 | 45 | 80738.1 | SAR | SC_Supply/Apply
Rabigh CCPP-Civil _K0006 |  | RFQ-00053 | Mohamed Amr | Procurement | 2024-10-13 | Epoxy Works | Approved | 09 96 00 PNT-0024 | Supplying; applying; high-performance coatings; anti slip; site applied paint; to internal elements; cementous surface; epoxy based paint; to trenches; working height zero; fire proofing duration 0 minutes; multi layer; with (Var) microns total DFT; final RAL as per the project approved color schedule.. | SQM | 3150 | 3150 | 135 | 425250 | SC_Supply/Apply | Kabani Group | 09 96 00 PNT-0024 | Supplying; applying; high-performance coatings; anti slip; site applied paint; to internal elements; cementous surface; epoxy based paint; to trenches; working height zero; fire proofing duration 0 minutes; multi layer; with (Var) microns total DFT; final RAL as per the project approved color schedule.. | SQM | 3150 | 45 | 141750 | SAR | SC_Supply/Apply
Rabigh CCPP-Civil _K0006 |  | RFQ-00053 | Mohamed Amr | Procurement | 2024-10-13 | Epoxy Works | Approved | 09 96 00 PNT-0025 | Supplying; applying; high-performance coatings; chemical resistant, moisture resistant; abrasive resistant; site applied paint; to internal elements; cementous surface; epoxy based paint; to walls,columns,beams; working height 3.5m≤H<5.0m; fire proofing duration 0 minutes; multi layer; with (Var) microns total DFT; final RAL as per the project approved color schedule.. | SQM | 8406.3 | 8406.3 | 198 | 1664447.4 | SC_Supply/Apply | Kabani Group | 09 96 00 PNT-0025 | Supplying; applying; high-performance coatings; chemical resistant, moisture resistant; abrasive resistant; site applied paint; to internal elements; cementous surface; epoxy based paint; to walls,columns,beams; working height 3.5m≤H<5.0m; fire proofing duration 0 minutes; multi layer; with (Var) microns total DFT; final RAL as per the project approved color schedule.. | SQM | 8406.3 | 60 | 504378 | SAR | SC_Supply/Apply
Creeks URBN K _0192 | 192 | RFQ-00039 | Mohamed Maher | Operation | 2024-10-21 | Engineering Works | Approved | 2 | Laboratory Civil Engineer (Optional) (B.Sc. of Engineering), Min. 5 yrs. hands on experience in Lab testing (Working shift is 6 Days/Week, 8 Hrs. / Day) | ECH | 12 | 12 | 16500 | 198000 | Oth | CEL | 2 | Laboratory Civil Engineer (Optional) (B.Sc. of Engineering), Min. 5 yrs. hands on experience in Lab testing (Working shift is 6 Days/Week, 8 Hrs. / Day) | ECH | 12 | 16500 | 198000 | EGP | Oth
Creeks URBN K _0192 | 192 | RFQ-00039 | Mohamed Maher | Operation | 2024-10-21 | Engineering Works | Approved | 2 | HighlySkilled Laboratory TechnicianMin. 7 Yrs. hands on experience in La (b testing) (Working shift is 6 Days/Week,8 Hrs./day | ECH | 30 | 30 | 9000 | 270000 | Oth | CEL | 2 | HighlySkilled Laboratory TechnicianMin. 7 Yrs. hands on experience in La (b testing) (Working shift is 6 Days/Week,8 Hrs./day | ECH | 30 | 9000 | 270000 | EGP | Oth
Creeks URBN K _0192 | 192 | RFQ-00039 | Mohamed Maher | Operation | 2024-10-21 | Engineering Works | Approved | 2 | Concrete Laboratory Equipment as per list Ashall be ELE or equal recogni zed brand acceptable to RME QC Engineer (Without Crushing Machine | ECH | 36 | 36 | 3000 | 108000 | Oth | CEL | 2 | Concrete Laboratory Equipment as per list Ashall be ELE or equal recogni zed brand acceptable to RME QC Engineer (Without Crushing Machine | ECH | 36 | 3000 | 108000 | EGP | Oth
Creeks URBN K _0192 | 192 | RFQ-00039 | Mohamed Maher | Operation | 2024-10-21 | Engineering Works | Approved | 2 | Mobilization and Demobilization | ECH | 2 | 2 | 1200 | 2400 | Oth | CEL | 2 | Mobilization and Demobilization | ECH | 2 | 1200 | 2400 | EGP | Oth
Rabigh CCPP-Civil _K0006 |  | RFQ-00046 | Mina Ayman | Operation | 2024-09-23 | Common Elec. Bldg Dewatering - Norosco | Approved | 31 23 19 DWT-0022 | 1 - These items include all mobilization and demobilization charges needed for the supply, installation, and commissioning of the dewatering system | LS | 1 | 1 | 0 | 0 | SC_Supply/Apply | شركة نوروسكو العربية للمقاولات شخص واحد | 31 23 19 DWT-0022 | 1 - These items include all mobilization and demobilization charges needed for the supply, installation, and commissioning of the dewatering system | LS | 1 | 8000 | 8000 | SAR | SC_Supply/Apply
Rabigh CCPP-Civil _K0006 |  | RFQ-00046 | Mina Ayman | Operation | 2024-09-23 | Common Elec. Bldg Dewatering - Norosco | Approved | 31 23 19 DWT-0022 | 2 - Supply and inserting the Perforated OVC pipes | MTR | 96 | 96 | 0 | 0 | SC_Supply/Apply | شركة نوروسكو العربية للمقاولات شخص واحد | 31 23 19 DWT-0022 | 2 - Supply and inserting the Perforated OVC pipes | MTR | 96 | 100 | 9600 | SAR | SC_Supply/Apply
Rabigh CCPP-Civil _K0006 |  | RFQ-00046 | Mina Ayman | Operation | 2024-09-23 | Common Elec. Bldg Dewatering - Norosco | Approved | 31 23 19 DWT-0022 | 3 - Supply and installation of most suitable pump set (max discharge of 100 CUM/hrs) and all accessories needed including drainpipe, electrical cable and control panel. | ECH | 12 | 12 | 0 | 0 | SC_Supply/Apply | شركة نوروسكو العربية للمقاولات شخص واحد | 31 23 19 DWT-0022 | 3 - Supply and installation of most suitable pump set (max discharge of 100 CUM/hrs) and all accessories needed including drainpipe, electrical cable and control panel. | ECH | 12 | 5500 | 66000 | SAR | SC_Supply/Apply
Rabigh CCPP-Civil _K0006 |  | RFQ-00046 | Mina Ayman | Operation | 2024-09-23 | Common Elec. Bldg Dewatering - Norosco | Approved | 31 23 19 DWT-0022 | 4 - Commissioning of pump set, including 24 hrs/day monitoring and provision of required maintenance for period of 90 days/pump set based on 12 pumps running 24hrs/day | ECH | 3 | 3 | 101459.1 | 304377.3 | SC_Supply/Apply | شركة نوروسكو العربية للمقاولات شخص واحد | 31 23 19 DWT-0022 | 4 - Commissioning of pump set, including 24 hrs/day monitoring and provision of required maintenance for period of 90 days/pump set based on 12 pumps running 24hrs/day | ECH | 3 | 30000 | 90000 | SAR | SC_Supply/Apply
Rabigh CCPP-Civil _K0006 |  | RFQ-00046 | Mina Ayman | Operation | 2024-09-23 | Common Elec. Bldg Dewatering - Norosco | Approved | 31 23 19 DWT-0022 | 5 - Supply of generators each with sufficient capacity to commission a max of 14 pump sets for a period of 24 hrs/day each including all maintenance and consumable for a period of 90 days. | ECH | 3 | 3 | 0 | 0 | SC_Supply/Apply | شركة نوروسكو العربية للمقاولات شخص واحد | 31 23 19 DWT-0022 | 5 - Supply of generators each with sufficient capacity to commission a max of 14 pump sets for a period of 24 hrs/day each including all maintenance and consumable for a period of 90 days. | ECH | 3 | 7000 | 21000 | SAR | SC_Supply/Apply
Qasr Rashwan Lot A _0207 |  | RFQ-00060 | Ahmed Sameh | MEP (Electro Mechanical) | 2024-09-18 | LV Panels | Approved | 12.19 - Mansheya Fanous-M.PS Guard room NO. 4.3-4.3.1-a | Supply, install, connect, test and commission of complete L.V. distribution boards (LP-GUR-EXT.) the price include circuit breakers, contactors, relays, timers , photocells, push buttons, selectvity study, termination, Identifications ,labling, glands, copper luggs as specified and as indicating drawings. System shall be lump sum complete in every respect with all necessary accessories and ancillary works. | NO | 1 | 1 | 30345 | 30345 | MAT_Raw | EMAS (ELSEWEDY INDUSTRIES Group) | 12.19 - Mansheya Fanous-M.PS Guard room NO. 4.3-4.3.1-a | Supply, install, connect, test and commission of complete L.V. distribution boards (LP-GUR-EXT.) the price include circuit breakers, contactors, relays, timers , photocells, push buttons, selectvity study, termination, Identifications ,labling, glands, copper luggs as specified and as indicating drawings. System shall be lump sum complete in every respect with all necessary accessories and ancillary works. | NO | 1 | 580 | 580 | USD | MAT_Raw
Qasr Rashwan Lot A _0207 |  | RFQ-00060 | Ahmed Sameh | MEP (Electro Mechanical) | 2024-09-18 | LV Panels | Approved | 10.19 - Saad Al Rouby-Guard room NO. 4.3-4.3.1-a | Supply, install, connect, test and commission of complete L.V. distribution boards (LP-GUR-EXT.) the price include circuit breakers, contactors, relays, timers , photocells, push buttons, selectvity study, termination, Identifications ,labling, glands, copper luggs as specified and as indicating drawings. System shall be lump sum complete in every respect with all necessary accessories and ancillary works. | NO | 1 | 1 | 30345 | 30345 | MAT_Raw | EMAS (ELSEWEDY INDUSTRIES Group) | 10.19 - Saad Al Rouby-Guard room NO. 4.3-4.3.1-a | Supply, install, connect, test and commission of complete L.V. distribution boards (LP-GUR-EXT.) the price include circuit breakers, contactors, relays, timers , photocells, push buttons, selectvity study, termination, Identifications ,labling, glands, copper luggs as specified and as indicating drawings. System shall be lump sum complete in every respect with all necessary accessories and ancillary works. | NO | 1 | 565 | 565 | USD | MAT_Raw
Qasr Rashwan Lot A _0207 |  | RFQ-00060 | Ahmed Sameh | MEP (Electro Mechanical) | 2024-09-18 | LV Panels | Approved | 13.20 - Khulusi-Store NO. 5.2-5.2.1-a | Supply, install, connect, test and commission of complete L.V. distribution boards (LP-ST) the price include selectvity study, termination, Identifications, labling, glands, copper luggs as specified and as indicating drawings. System shall be lump sum complete in every respect with all necessary accessories and ancillary works. | NO | 1 | 1 | 14840 | 14840 | MAT_Raw | EMAS (ELSEWEDY INDUSTRIES Group) | 13.20 - Khulusi-Store NO. 5.2-5.2.1-a | Supply, install, connect, test and commission of complete L.V. distribution boards (LP-ST) the price include selectvity study, termination, Identifications, labling, glands, copper luggs as specified and as indicating drawings. System shall be lump sum complete in every respect with all necessary accessories and ancillary works. | NO | 1 | 333 | 333 | USD | MAT_Raw
Qasr Rashwan Lot A _0207 |  | RFQ-00060 | Ahmed Sameh | MEP (Electro Mechanical) | 2024-09-18 | LV Panels | Approved | 12.15 - Mansheya Fanous-Main Pump Station NO. 3.3-3.3.20- | Supply and Delivery spare parts of the following equipment as per tendered documents: - Pump unit. - Main Low-Tension Switchboard. - Generator unit. | LS | 1 | 1 | 120523.26 | 120523.26 | MAT_Raw | EMAS (ELSEWEDY INDUSTRIES Group) | 12.15 - Mansheya Fanous-Main Pump Station NO. 3.3-3.3.20- | Supply and Delivery spare parts of the following equipment as per tendered documents: - Pump unit. - Main Low-Tension Switchboard. - Generator unit. | LS | 1 | 2371 | 2371 | USD | MAT_Raw
Qasr Rashwan Lot A _0207 |  | RFQ-00060 | Ahmed Sameh | MEP (Electro Mechanical) | 2024-09-18 | LV Panels | Approved | 11.14 - Murad Al Gendy W Al Sanahra-Main Pump Station NO. 3.3-43893- | Supply and Delivery spare parts of the following equipment as per tendered documents: - Pump unit. - Main Low-Tension Switchboard. - Generator unit. | LS | 1 | 1 | 174610.92 | 174610.92 | MAT_Raw | EMAS (ELSEWEDY INDUSTRIES Group) | 11.14 - Murad Al Gendy W Al Sanahra-Main Pump Station NO. 3.3-43893- | Supply and Delivery spare parts of the following equipment as per tendered documents: - Pump unit. - Main Low-Tension Switchboard. - Generator unit. | LS | 1 | 4509 | 4509 | USD | MAT_Raw
Qasr Rashwan Lot A _0207 |  | RFQ-00060 | Ahmed Sameh | MEP (Electro Mechanical) | 2024-09-18 | LV Panels | Approved | 10.15 - Saad Al Rouby-Main Pump Station NO. 3.3-3.3.20- | Supply and Delivery spare parts of the following equipment as per tendered documents: - Pump unit. - Main Low-Tension Switchboard. - Generator unit. | LS | 1 | 1 | 189163.92 | 189163.92 | MAT_Raw | EMAS (ELSEWEDY INDUSTRIES Group) | 10.15 - Saad Al Rouby-Main Pump Station NO. 3.3-3.3.20- | Supply and Delivery spare parts of the following equipment as per tendered documents: - Pump unit. - Main Low-Tension Switchboard. - Generator unit. | LS | 1 | 5288 | 5288 | USD | MAT_Raw
Qasr Rashwan Lot A _0207 |  | RFQ-00060 | Ahmed Sameh | MEP (Electro Mechanical) | 2024-09-18 | LV Panels | Approved | 13.14 - Khulusi-Main Pump Station NO. 3.3-43893- | Supply and Delivery spare parts of the following equipment as per tendered documents: - Pump unit. - Main Low-Tension Switchboard. - Generator unit. | LS | 1 | 1 | 83931.87 | 83931.87 | MAT_Raw | EMAS (ELSEWEDY INDUSTRIES Group) | 13.14 - Khulusi-Main Pump Station NO. 3.3-43893- | Supply and Delivery spare parts of the following equipment as per tendered documents: - Pump unit. - Main Low-Tension Switchboard. - Generator unit. | LS | 1 | 1501 | 1501 | USD | MAT_Raw
Qasr Rashwan Lot A _0207 |  | RFQ-00060 | Ahmed Sameh | MEP (Electro Mechanical) | 2024-09-18 | LV Panels | Approved | 12.31 - Mansheya Fanous-SEC. Pump Station NO. 10.3-10.3.20- | Supply and Delivery spare parts of the following equipment as per tendered documents: - Pump unit. - Main Low-Tension Switchboard. - Generator unit. | LS | 1 | 1 | 85352.52 | 85352.52 | MAT_Raw | EMAS (ELSEWEDY INDUSTRIES Group) | 12.31 - Mansheya Fanous-SEC. Pump Station NO. 10.3-10.3.20- | Supply and Delivery spare parts of the following equipment as per tendered documents: - Pump unit. - Main Low-Tension Switchboard. - Generator unit. | LS | 1 | 1572 | 1572 | USD | MAT_Raw
Qasr Rashwan Lot A _0207 |  | RFQ-00060 | Ahmed Sameh | MEP (Electro Mechanical) | 2024-09-18 | LV Panels | Approved | 14.14 - Albersly & Iz.Alasfar-Main Pump Station NO. 3.3-3.3.20- | Supply and Delivery spare parts of the following equipment as per tendered documents: - Pump unit. - Main Low-Tension Switchboard. - Generator unit. | LS | 1 | 1 | 85352.52 | 85352.52 | MAT_Raw | EMAS (ELSEWEDY INDUSTRIES Group) | 14.14 - Albersly & Iz.Alasfar-Main Pump Station NO. 3.3-3.3.20- | Supply and Delivery spare parts of the following equipment as per tendered documents: - Pump unit. - Main Low-Tension Switchboard. - Generator unit. | LS | 1 | 1572 | 1572 | USD | MAT_Raw
ORA ZED-Ph 2-Pkgs A&D |  | RFQ-00067 | Sarah Al Shaarawy | MEP (Electro Mechanical) | 2024-09-09 | Supply Public Address System | Approved | Public address system Material, Civil, Delivery | Outdoor horn speaker [6.25/12.5/25] watt, [Fire rated] | ECH | 203 | 203 | 3870.91 | 785794.73 | SC_Supply/Apply | Global Integrated System (GIS) | Public address system Material, Civil, Delivery | Outdoor horn speaker [6.25/12.5/25] watt, [Fire rated] | ECH | 203 | 172.37 | 34991.11 | EGP | SC_Supply/Apply
ORA ZED-Ph 2-Pkgs A&D |  | RFQ-00067 | Sarah Al Shaarawy | MEP (Electro Mechanical) | 2024-09-09 | Supply Public Address System | Approved | Podium D 10 - Paging Microphone c/w zone selector [12] Zone & pre-amplifier, desktop type | Paging Microphone c/w zone selector [12] Zone & pre-amplifier, desktop type | ECH | 1 | 1 | 14015.12 | 14015.12 | SC_Supply/Apply | Global Integrated System (GIS) | Podium D 10 - Paging Microphone c/w zone selector [12] Zone & pre-amplifier, desktop type | Paging Microphone c/w zone selector [12] Zone & pre-amplifier, desktop type | ECH | 1 | 42014.02 | 42014.02 | EGP | SC_Supply/Apply
ORA ZED-Ph 2-Pkgs A&D |  | RFQ-00067 | Sarah Al Shaarawy | MEP (Electro Mechanical) | 2024-09-09 | Supply Public Address System | Approved | Podium D 11 - Ceiling mounted speaker [1.5/3/6] watt, [Fire rated] | Ceiling mounted speaker [1.5/3/6] watt, [Fire rated] | NO | 108 | 108 | 2322.82 | 250864.56 | SC_Supply/Apply | Global Integrated System (GIS) | Podium D 11 - Ceiling mounted speaker [1.5/3/6] watt, [Fire rated] | Ceiling mounted speaker [1.5/3/6] watt, [Fire rated] | NO | 108 | 45.6 | 4924.8 | EGP | SC_Supply/Apply
ORA ZED-Ph 2-Pkgs A&D |  | RFQ-00067 | Sarah Al Shaarawy | MEP (Electro Mechanical) | 2024-09-09 | Supply Public Address System | Approved | Podium D 13 - PA Rack [60x60 cm] 36U height c/w all accessories. | PA Rack [60x60 cm] 36U height c/w all accessories. | ECH | 13 | 13 | 12406.55 | 161285.15 | SC_Supply/Apply | Global Integrated System (GIS) | Podium D 13 - PA Rack [60x60 cm] 36U height c/w all accessories. | PA Rack [60x60 cm] 36U height c/w all accessories. | ECH | 13 | 542.57 | 7053.41 | EGP | SC_Supply/Apply
ORA ZED-Ph 2-Pkgs A&D |  | RFQ-00067 | Sarah Al Shaarawy | MEP (Electro Mechanical) | 2024-09-09 | Supply Public Address System | Approved | Podium D 7 - Monitor panel | Monitor panel | ECH | 12 | 12 | 7387.84 | 88654.08 | SC_Supply/Apply | Global Integrated System (GIS) | Podium D 7 - Monitor panel | Monitor panel | ECH | 12 | 547.2 | 6566.4 | EGP | SC_Supply/Apply
ORA ZED-Ph 2-Pkgs A&D |  | RFQ-00067 | Sarah Al Shaarawy | MEP (Electro Mechanical) | 2024-09-09 | Supply Public Address System | Approved | Podium D 8 - DVD Player with AM/FM tuner | DVD Player with AM/FM tuner | ECH | 1 | 1 | 7060.96 | 7060.96 | SC_Supply/Apply | Global Integrated System (GIS) | Podium D 8 - DVD Player with AM/FM tuner | DVD Player with AM/FM tuner | ECH | 1 | 1231.2 | 1231.2 | EGP | SC_Supply/Apply
ORA ZED-Ph 2-Pkgs A&D |  | RFQ-00067 | Sarah Al Shaarawy | MEP (Electro Mechanical) | 2024-09-09 | Supply Public Address System | Approved | Podium D 9 - Digital message recorder | Digital message recorder | ECH | 1 | 1 | 11494.12 | 11494.12 | SC_Supply/Apply | Global Integrated System (GIS) | Podium D 9 - Digital message recorder | Digital message recorder | ECH | 1 | 0 | 0 | EGP | SC_Supply/Apply
ORA ZED-Ph 2-Pkgs A&D |  | RFQ-00067 | Sarah Al Shaarawy | MEP (Electro Mechanical) | 2024-09-09 | Supply Public Address System | Approved | Public address system Material, Civil, Delivery | Single mode fiber optic transmitter | ECH | 1 | 1 | 41912.73 | 41912.73 | SC_Supply/Apply | Global Integrated System (GIS) | Public address system Material, Civil, Delivery | Single mode fiber optic transmitter | ECH | 1 | 13001.47 | 13001.47 | EGP | SC_Supply/Apply
ORA ZED-Ph 2-Pkgs A&D |  | RFQ-00067 | Sarah Al Shaarawy | MEP (Electro Mechanical) | 2024-09-09 | Supply Public Address System | Approved | Podium D 1 - Audio matrix [6x6 inputs/outputs] c/w network controller | Audio matrix [6x6 inputs/outputs] c/w network controller | ECH | 1 | 1 | 81565.79 | 81565.79 | SC_Supply/Apply | Global Integrated System (GIS) | Podium D 1 - Audio matrix [6x6 inputs/outputs] c/w network controller | Audio matrix [6x6 inputs/outputs] c/w network controller | ECH | 1 | 7065.02 | 7065.02 | EGP | SC_Supply/Apply
ORA ZED-Ph 2-Pkgs A&D |  | RFQ-00067 | Sarah Al Shaarawy | MEP (Electro Mechanical) | 2024-09-09 | Supply Public Address System | Approved | Podium D 3 - Single mode fiber optic receiver | Single mode fiber optic receiver | NO | 12 | 12 | 19836.78 | 238041.36 | SC_Supply/Apply | Global Integrated System (GIS) | Podium D 3 - Single mode fiber optic receiver | Single mode fiber optic receiver | NO | 12 | 1083.46 | 13001.52 | EGP | SC_Supply/Apply
ORA ZED-Ph 2-Pkgs A&D |  | RFQ-00067 | Sarah Al Shaarawy | MEP (Electro Mechanical) | 2024-09-09 | Supply Public Address System | Approved | Podium D 4 - Power amplifier [480] Watt | Power amplifier [480] Watt | NO | 24 | 24 | 38702.04 | 928848.96 | SC_Supply/Apply | Global Integrated System (GIS) | Podium D 4 - Power amplifier [480] Watt | Power amplifier [480] Watt | NO | 24 | 1365 | 32760 | EGP | SC_Supply/Apply
ORA ZED-Ph 2-Pkgs A&D |  | RFQ-00073 | Mohamed Selim | Procurement | 2024-09-26 | TPO and PVC | Approved | Podium | Supply and Apply PVC Waterproofing (PVC-P synthetic waterproofing 1.5 mm thickness)for Podium as per approved material submittal, Including skirting & all items mentioned in "Method of Measurements" and according to Shop Drawings and Submittal Approval to complete the works as per Consultant's approval. Based on supply only rate = 425 LE/M2 | SQM | 12436 | 12436 | 443.03 | 5509521.08 | SC_Supply/Apply | Troy | Podium | Supply and Apply PVC Waterproofing (PVC-P synthetic waterproofing 1.5 mm thickness)for Podium as per approved material submittal, Including skirting & all items mentioned in "Method of Measurements" and according to Shop Drawings and Submittal Approval to complete the works as per Consultant's approval. Based on supply only rate = 425 LE/M2 | SQM | 12436 | 500 | 6218000 | EGP | SC_Supply/Apply
ORA ZED-Ph 2-Pkgs A&D |  | RFQ-00073 | Mohamed Selim | Procurement | 2024-09-26 | TPO and PVC | Approved | podium | Apply TPO Waterproofing for Podium as per approved material submittal, Including skirting & all items mentioned in "Method of Measurements" and according to Shop Drawings and Submittal Approval to complete the works as per Consultant's approval. | SQM | 10360 | 10360 | 443.03 | 4589790.8 | SC_Supply/Apply | Troy | podium | Apply TPO Waterproofing for Podium as per approved material submittal, Including skirting & all items mentioned in "Method of Measurements" and according to Shop Drawings and Submittal Approval to complete the works as per Consultant's approval. | SQM | 10360 | 500 | 5180000 | EGP | SC_Supply/Apply
Rabigh CCPP-Civil _K0006 |  | RFQ-00053 | Mohamed Amr | Procurement | 2024-10-13 | Epoxy Works | Approved | 09 96 00 PNT-0023 | Supplying; applying; high-performance coatings; anti slip; anti static; site applied paint; to internal elements; cementous surface; epoxy based paint; to floor; working height zero; fire proofing duration 0 minutes; multi layer; with 2500 microns total DFT; final RAL as per the project approved color schedule.. Including A - Applying; surface finishes to in-situ concrete; to concrete top surface; by troweling; by using sealers | SQM | 2886.69 | 2886.69 | 225 | 649505.25 | SC_Supply/Apply | Kabani Group | 09 96 00 PNT-0023 | Supplying; applying; high-performance coatings; anti slip; anti static; site applied paint; to internal elements; cementous surface; epoxy based paint; to floor; working height zero; fire proofing duration 0 minutes; multi layer; with 2500 microns total DFT; final RAL as per the project approved color schedule.. Including A - Applying; surface finishes to in-situ concrete; to concrete top surface; by troweling; by using sealers | SQM | 2886.69 | 250 | 721672.5 | SAR | SC_Supply/Apply
Rabigh CCPP-Civil _K0006 |  | RFQ-00053 | Mohamed Amr | Procurement | 2024-10-13 | Epoxy Works | Approved | 09 96 00 PNT-0016 | Supplying; applying; high-performance coatings; high durable; site applied paint; to internal elements; cementous surface; epoxy based paint; to basement walls; working height 3.5m≤H<6.0m; fire proofing duration 0 minutes; multi layer; with 400 microns total DFT; final RAL as per the project approved color schedule.. | SQM | 2396.28 | 2396.28 | 180 | 431330.4 | SC_Supply/Apply | Kabani Group | 09 96 00 PNT-0016 | Supplying; applying; high-performance coatings; high durable; site applied paint; to internal elements; cementous surface; epoxy based paint; to basement walls; working height 3.5m≤H<6.0m; fire proofing duration 0 minutes; multi layer; with 400 microns total DFT; final RAL as per the project approved color schedule.. | SQM | 2396.28 | 45 | 107832.6 | SAR | SC_Supply/Apply
Rabigh CCPP-Civil _K0006 |  | RFQ-00053 | Mohamed Amr | Procurement | 2024-10-13 | Epoxy Works | Approved | 09 96 00 PNT-0015 | Supplying; applying; high-performance coatings; dust proof; site applied paint; to internal elements; cementous surface; epoxy based paint; to floor under access floor; working height zero; fire proofing duration 0 minutes; multi layer; with (Var) microns total DFT; final RAL as per the project approved color schedule.. | SQM | 1459.25 | 1459.25 | 135 | 196998.75 | SC_Supply/Apply | Kabani Group | 09 96 00 PNT-0015 | Supplying; applying; high-performance coatings; dust proof; site applied paint; to internal elements; cementous surface; epoxy based paint; to floor under access floor; working height zero; fire proofing duration 0 minutes; multi layer; with (Var) microns total DFT; final RAL as per the project approved color schedule.. | SQM | 1459.25 | 45 | 65666.25 | SAR | SC_Supply/Apply
Katameya Creeks |  | RFQ-00110 | Youssef Abd El Kream | MEP (Electro Mechanical) | 2024-10-03 | UPVC & PPR Pipes & Fitiings | Approved | All Buildings | كوع 45 درجه UPVC مقاس 110 مم رمادى بجوان | ECH | 500 | 500 | 0 | 0 | SC_Supply | El Maadawy | All Buildings | كوع 45 درجه UPVC مقاس 110 مم رمادى بجوان | ECH | 500 | 45.2 | 22600 | EGP | SC_Supply
Katameya Creeks |  | RFQ-00110 | Youssef Abd El Kream | MEP (Electro Mechanical) | 2024-10-03 | UPVC & PPR Pipes & Fitiings | Approved | All Buildings | كوع UPVC مقاس 110 مم رمادى بجوان | ECH | 150 | 150 | 0 | 0 | SC_Supply | El Maadawy | All Buildings | كوع UPVC مقاس 110 مم رمادى بجوان | ECH | 150 | 51.22 | 7683 | EGP | SC_Supply
Katameya Creeks |  | RFQ-00110 | Youssef Abd El Kream | MEP (Electro Mechanical) | 2024-10-03 | UPVC & PPR Pipes & Fitiings | Approved | All Buildings | جلبه UPVC مقاس 110 مم رمادى بجوان | ECH | 200 | 200 | 0 | 0 | SC_Supply | El Maadawy | All Buildings | جلبه UPVC مقاس 110 مم رمادى بجوان | ECH | 200 | 40.92 | 8184 | EGP | SC_Supply
Katameya Creeks |  | RFQ-00110 | Youssef Abd El Kream | MEP (Electro Mechanical) | 2024-10-03 | UPVC & PPR Pipes & Fitiings | Approved | All Buildings | كوع 45 درجه UPVC مقاس 50 مم رمادى بجوان | ECH | 600 | 600 | 0 | 0 | SC_Supply | El Maadawy | All Buildings | كوع 45 درجه UPVC مقاس 50 مم رمادى بجوان | ECH | 600 | 16.83 | 10098 | EGP | SC_Supply
Katameya Creeks |  | RFQ-00110 | Youssef Abd El Kream | MEP (Electro Mechanical) | 2024-10-03 | UPVC & PPR Pipes & Fitiings | Approved | All Buildings | جلبه UPVC مقاس 50 مم رمادى بجوان | ECH | 400 | 400 | 0 | 0 | SC_Supply | El Maadawy | All Buildings | جلبه UPVC مقاس 50 مم رمادى بجوان | ECH | 400 | 15.8 | 6320 | EGP | SC_Supply
Katameya Creeks |  | RFQ-00110 | Youssef Abd El Kream | MEP (Electro Mechanical) | 2024-10-03 | UPVC & PPR Pipes & Fitiings | Approved | All Buildings | كوع 45 درجه UPVC مقاس 75 مم رمادى بجوان | ECH | 500 | 500 | 0 | 0 | SC_Supply | El Maadawy | All Buildings | كوع 45 درجه UPVC مقاس 75 مم رمادى بجوان | ECH | 500 | 25.49 | 12745 | EGP | SC_Supply
Katameya Creeks |  | RFQ-00110 | Youssef Abd El Kream | MEP (Electro Mechanical) | 2024-10-03 | UPVC & PPR Pipes & Fitiings | Approved | All Buildings | جلبه UPVC مقاس 75 مم رمادى بجوان | ECH | 300 | 300 | 0 | 0 | SC_Supply | El Maadawy | All Buildings | جلبه UPVC مقاس 75 مم رمادى بجوان | ECH | 300 | 26.52 | 7956 | EGP | SC_Supply
Katameya Creeks |  | RFQ-00110 | Youssef Abd El Kream | MEP (Electro Mechanical) | 2024-10-03 | UPVC & PPR Pipes & Fitiings | Approved | All Buildings | مواسير PPR قطر 25 مم للمياه البارده و الساخنه | LM | 200 | 200 | 0 | 0 | SC_Supply | El Maadawy | All Buildings | مواسير PPR قطر 25 مم للمياه البارده و الساخنه | LM | 200 | 38.4 | 7680 | EGP | SC_Supply
Katameya Creeks |  | RFQ-00110 | Youssef Abd El Kream | MEP (Electro Mechanical) | 2024-10-03 | UPVC & PPR Pipes & Fitiings | Approved | All Buildings | كوع لحام PPR قطر 40 مم | ECH | 150 | 150 | 0 | 0 | SC_Supply | El Maadawy | All Buildings | كوع لحام PPR قطر 40 مم | ECH | 150 | 48.25 | 7237.5 | EGP | SC_Supply
Creeks URBN K _0192 | 192 | RFQ-00039 | Mohamed Maher | Operation | 2024-10-21 | Engineering Works | Approved | 2 | Concrete Laboratory Equipment as per list A shall be ELE or equal recognized brand acceptable to RME QC Engineer (Include Crushing Machine | ECH | 0 | 0 | 0 | 0 | Oth | CEL | 2 | Concrete Laboratory Equipment as per list A shall be ELE or equal recognized brand acceptable to RME QC Engineer (Include Crushing Machine | ECH | 0 | 4750 | 0 | EGP | Oth
Creeks URBN K _0192 | 192 | RFQ-00039 | Mohamed Maher | Operation | 2024-10-21 | Engineering Works | Approved | 2 | Soil Laboratory Equipment as Per list A shall be ELE or equal recognized brand acceptable to RME QC Engineer | ECH | 0 | 0 | 0 | 0 | Oth | CEL | 2 | Soil Laboratory Equipment as Per list A shall be ELE or equal recognized brand acceptable to RME QC Engineer | ECH | 0 | 2750 | 0 | EGP | Oth
Creeks URBN K _0192 | 192 | RFQ-00039 | Mohamed Maher | Operation | 2024-10-21 | Engineering Works | Approved | 2 | Over time for Laboratory Civil Engineer | ECH | 0 | 0 | 0 | 0 | Oth | CEL | 2 | Over time for Laboratory Civil Engineer | ECH | 0 | 82 | 0 | EGP | Oth
Creeks URBN K _0192 | 192 | RFQ-00039 | Mohamed Maher | Operation | 2024-10-21 | Engineering Works | Approved | 2 | Over time For Laboratory Technician | ECH | 0 | 0 | 0 | 0 | Oth | CEL | 2 | Over time For Laboratory Technician | ECH | 0 | 44 | 0 | EGP | Oth
Creeks URBN K _0192 | 192 | RFQ-00039 | Mohamed Maher | Operation | 2024-10-21 | Engineering Works | Approved | 2 | Part Time - Highly Skilled Laboratory Civil Engineer (B.Sc. Of Engineering) , Min 5 Years , Hand on (Experience in lab testing (4Visit/ month( | ECH | 0 | 0 | 0 | 0 | Oth | CEL | 2 | Part Time - Highly Skilled Laboratory Civil Engineer (B.Sc. Of Engineering) , Min 5 Years , Hand on (Experience in lab testing (4Visit/ month( | ECH | 0 | 2500 | 0 | EGP | Oth
Creeks URBN K _0192 | 192 | RFQ-00039 | Mohamed Maher | Operation | 2024-10-21 | Engineering Works | Approved | 2 | Per Vist- Highly Skilled Laboratory Civil Engineer (B.Sc. Of Engineering) , Min 5 Years , Hand on (Experience in lab testing | ECH | 0 | 0 | 0 | 0 | Oth | CEL | 2 | Per Vist- Highly Skilled Laboratory Civil Engineer (B.Sc. Of Engineering) , Min 5 Years , Hand on (Experience in lab testing | ECH | 0 | 600 | 0 | EGP | Oth
Creeks URBN K _0192 | 192 | RFQ-00039 | Mohamed Maher | Operation | 2024-10-21 | Engineering Works | Approved | 2 | Clay lumps and Friable particles (ASTM C -142) | ECH | 0 | 0 | 0 | 0 | Oth | CEL | 2 | Clay lumps and Friable particles (ASTM C -142) | ECH | 0 | 165 | 0 | EGP | Oth
Creeks URBN K _0192 | 192 | RFQ-00039 | Mohamed Maher | Operation | 2024-10-21 | Engineering Works | Approved | 2 | Organic impurities in sand (ASTM C -40) | ECH | 0 | 0 | 0 | 0 | Oth | CEL | 2 | Organic impurities in sand (ASTM C -40) | ECH | 0 | 165 | 0 | EGP | Oth
Creeks URBN K _0192 | 192 | RFQ-00039 | Mohamed Maher | Operation | 2024-10-21 | Engineering Works | Approved | 2 | Materials finer than no. 200 sieve and Complete Sieve Analysis (Sand ( ASTM C-117 & 136( | ECH | 0 | 0 | 0 | 0 | Oth | CEL | 2 | Materials finer than no. 200 sieve and Complete Sieve Analysis (Sand ( ASTM C-117 & 136( | ECH | 0 | 165 | 0 | EGP | Oth
Creeks URBN K _0192 | 192 | RFQ-00039 | Mohamed Maher | Operation | 2024-10-21 | Engineering Works | Approved | 2 | Specific Gravity and absorption of Fine or Coarse aggregates (ASTM C- 127, C-128) | ECH | 0 | 0 | 0 | 0 | Oth | CEL | 2 | Specific Gravity and absorption of Fine or Coarse aggregates (ASTM C- 127, C-128) | ECH | 0 | 165 | 0 | EGP | Oth
Creeks URBN K _0192 | 192 | RFQ-00039 | Mohamed Maher | Operation | 2024-10-21 | Engineering Works | Approved | 2 | Schmidt Hammer Test (Not Including Transportation) (Min No. of tests is 5 ) ( ASTM C-805) | ECH | 0 | 0 | 0 | 0 | Oth | CEL | 2 | Schmidt Hammer Test (Not Including Transportation) (Min No. of tests is 5 ) ( ASTM C-805) | ECH | 0 | 150 | 0 | EGP | Oth
Creeks URBN K _0192 | 192 | RFQ-00039 | Mohamed Maher | Operation | 2024-10-21 | Engineering Works | Approved | 2 | Coring of Concrete (Not Including Equipment transportation in Cairo (ASTM C-42( | ECH | 0 | 0 | 0 | 0 | Oth | CEL | 2 | Coring of Concrete (Not Including Equipment transportation in Cairo (ASTM C-42( | ECH | 0 | 825 | 0 | EGP | Oth
Creeks URBN K _0192 | 192 | RFQ-00039 | Mohamed Maher | Operation | 2024-10-21 | Engineering Works | Approved | 2 | Testing of Steel Bars (up to 25 mm) one bar (ASTM A- 615) | ECH | 0 | 0 | 0 | 0 | Oth | CEL | 2 | Testing of Steel Bars (up to 25 mm) one bar (ASTM A- 615) | ECH | 0 | 750 | 0 | EGP | Oth
Creeks URBN K _0192 | 192 | RFQ-00039 | Mohamed Maher | Operation | 2024-10-21 | Engineering Works | Approved | 2 | Bending of Steel Bars one bar (ASTM A- 615) | ECH | 0 | 0 | 0 | 0 | Oth | CEL | 2 | Bending of Steel Bars one bar (ASTM A- 615) | ECH | 0 | 750 | 0 | EGP | Oth
Creeks URBN K _0192 | 192 | RFQ-00039 | Mohamed Maher | Operation | 2024-10-21 | Engineering Works | Approved | 2 | RE - Bending of Steel Bars one bar (ASTM A- 615) | ECH | 0 | 0 | 0 | 0 | Oth | CEL | 2 | RE - Bending of Steel Bars one bar (ASTM A- 615) | ECH | 0 | 750 | 0 | EGP | Oth
Creeks URBN K _0192 | 192 | RFQ-00039 | Mohamed Maher | Operation | 2024-10-21 | Engineering Works | Approved | 2 | Testing of Water (ASTM C-94) | ECH | 0 | 0 | 0 | 0 | Oth | CEL | 2 | Testing of Water (ASTM C-94) | ECH | 0 | 450 | 0 | EGP | Oth
Creeks URBN K _0192 | 192 | RFQ-00039 | Mohamed Maher | Operation | 2024-10-21 | Engineering Works | Approved | 2 | Testing of Sand / Gravel (Chlorides or sulphate)(BS-812) | ECH | 0 | 0 | 0 | 0 | Oth | CEL | 2 | Testing of Sand / Gravel (Chlorides or sulphate)(BS-812) | ECH | 0 | 495 | 0 | EGP | Oth
Creeks URBN K _0192 | 192 | RFQ-00039 | Mohamed Maher | Operation | 2024-10-21 | Engineering Works | Approved | 2 | Testing OF Soil (Organic Matter) (AASHTO T-267) | ECH | 0 | 0 | 0 | 0 | Oth | CEL | 2 | Testing OF Soil (Organic Matter) (AASHTO T-267) | ECH | 0 | 165 | 0 | EGP | Oth
Creeks URBN K _0192 | 192 | RFQ-00039 | Mohamed Maher | Operation | 2024-10-21 | Engineering Works | Approved | 2 | Compressive strength: 40*20*20 cm or smaller (ASTM C-140) / per block | ECH | 0 | 0 | 0 | 0 | Oth | CEL | 2 | Compressive strength: 40*20*20 cm or smaller (ASTM C-140) / per block | ECH | 0 | 495 | 0 | EGP | Oth
Creeks URBN K _0192 | 192 | RFQ-00039 | Mohamed Maher | Operation | 2024-10-21 | Engineering Works | Approved | 2 | Dimension Check (ASTM C-140)/ per block | ECH | 0 | 0 | 0 | 0 | Oth | CEL | 2 | Dimension Check (ASTM C-140)/ per block | ECH | 0 | 495 | 0 | EGP | Oth
Creeks URBN K _0192 | 192 | RFQ-00039 | Mohamed Maher | Operation | 2024-10-21 | Engineering Works | Approved | 2 | Abrasion/ sample | ECH | 0 | 0 | 0 | 0 | Oth | CEL | 2 | Abrasion/ sample | ECH | 0 | 825 | 0 | EGP | Oth
Creeks URBN K _0192 | 192 | RFQ-00039 | Mohamed Maher | Operation | 2024-10-21 | Engineering Works | Approved | 2 | Compaction of soil (using proctor test) (ASTM D-1557,698) | ECH | 0 | 0 | 0 | 0 | Oth | CEL | 2 | Compaction of soil (using proctor test) (ASTM D-1557,698) | ECH | 0 | 198 | 0 | EGP | Oth
Creeks URBN K _0192 | 192 | RFQ-00039 | Mohamed Maher | Operation | 2024-10-21 | Engineering Works | Approved | 2 | Plastic Limit of soil sample (ASTM D-4318) | ECH | 0 | 0 | 0 | 0 | Oth | CEL | 2 | Plastic Limit of soil sample (ASTM D-4318) | ECH | 0 | 115 | 0 | EGP | Oth
Creeks URBN K _0192 | 192 | RFQ-00039 | Mohamed Maher | Operation | 2024-10-21 | Engineering Works | Approved | 2 | Liquid Limit of soil sample (ASTM D-4318) | ECH | 0 | 0 | 0 | 0 | Oth | CEL | 2 | Liquid Limit of soil sample (ASTM D-4318) | ECH | 0 | 115 | 0 | EGP | Oth
Creeks URBN K _0192 | 192 | RFQ-00039 | Mohamed Maher | Operation | 2024-10-21 | Engineering Works | Approved | 2 | Classification of soil (ASTM D-1556) | ECH | 0 | 0 | 0 | 0 | Oth | CEL | 2 | Classification of soil (ASTM D-1556) | ECH | 0 | 330 | 0 | EGP | Oth
Creeks URBN K _0192 | 192 | RFQ-00039 | Mohamed Maher | Operation | 2024-10-21 | Engineering Works | Approved | 2 | Plate Bearing test on soil (Not including transportation or Equipment) (ASTM D-1195, 1196 ) | ECH | 0 | 0 | 0 | 0 | Oth | CEL | 2 | Plate Bearing test on soil (Not including transportation or Equipment) (ASTM D-1195, 1196 ) | ECH | 0 | 1800 | 0 | EGP | Oth
Katameya Creeks |  | RFQ-00110 | Youssef Abd El Kream | MEP (Electro Mechanical) | 2024-10-03 | UPVC & PPR Pipes & Fitiings | Approved | All Buildings | كوع لحام 90 درجة PPR قطر 50 مم | ECH | 200 | 200 | 0 | 0 | SC_Supply | El Maadawy | All Buildings | كوع لحام 90 درجة PPR قطر 50 مم | ECH | 200 | 89.93 | 17986 | EGP | SC_Supply
Katameya Creeks |  | RFQ-00110 | Youssef Abd El Kream | MEP (Electro Mechanical) | 2024-10-03 | UPVC & PPR Pipes & Fitiings | Approved | All Buildings | جلبه لصق UPVC مقاس 32 مم ضغط رمادى | ECH | 100 | 100 | 0 | 0 | SC_Supply | El Maadawy | All Buildings | جلبه لصق UPVC مقاس 32 مم ضغط رمادى | ECH | 100 | 8.66 | 866 | EGP | SC_Supply
Katameya Creeks |  | RFQ-00110 | Youssef Abd El Kream | MEP (Electro Mechanical) | 2024-10-03 | UPVC & PPR Pipes & Fitiings | Approved | All Buildings | كوع 45 درجه لصق UPVC مقاس 32 مم ضغط رمادى | ECH | 70 | 70 | 0 | 0 | SC_Supply | El Maadawy | All Buildings | كوع 45 درجه لصق UPVC مقاس 32 مم ضغط رمادى | ECH | 70 | 13.52 | 946.4 | EGP | SC_Supply
Katameya Creeks |  | RFQ-00110 | Youssef Abd El Kream | MEP (Electro Mechanical) | 2024-10-03 | UPVC & PPR Pipes & Fitiings | Approved | All Buildings | طبه اختبار بولي بروبلين بسن قطر 20 مم | ECH | 1000 | 1000 | 0 | 0 | SC_Supply | El Maadawy | All Buildings | طبه اختبار بولي بروبلين بسن قطر 20 مم | ECH | 1000 | 4.63 | 4630 | EGP | SC_Supply
Katameya Creeks |  | RFQ-00106 | Youssef Abd El Kream | MEP (Electro Mechanical) | 2024-10-03 | UPVC Pipes | Approved | All Buildings | مواسير UPVC قطر خارجى 110 مم ضغط 10 بار رمادى بجوان | LM | 100 | 100 | 0 | 0 | SC_Supply | Aquaflow | All Buildings | مواسير UPVC قطر خارجى 110 مم ضغط 10 بار رمادى بجوان | LM | 100 | 140.12 | 14012 | EGP | SC_Supply
Katameya Creeks |  | RFQ-00107 | Youssef Abd El Kream | MEP (Electro Mechanical) | 2024-10-03 | Panels Lamps | Approved | Type G.Buildings.7-16 | لمبة كبيرة ألوان (لمبة بيان) | ECH | 120 | 120 | 0 | 0 | SC_Supply/Apply | El Neil | Type G.Buildings.7-16 | لمبة كبيرة ألوان (لمبة بيان) | ECH | 120 | 15 | 1800 | EGP | SC_Supply/Apply
Katameya Creeks |  | RFQ-00107 | Youssef Abd El Kream | MEP (Electro Mechanical) | 2024-10-03 | Panels Lamps | Approved | Type G.Buildings.7-16 | لمبة صغيرة ألوان (لمبة أشارة) | ECH | 120 | 120 | 0 | 0 | SC_Supply/Apply | El Neil | Type G.Buildings.7-16 | لمبة صغيرة ألوان (لمبة أشارة) | ECH | 120 | 18 | 2160 | EGP | SC_Supply/Apply
Katameya Creeks |  | RFQ-00107 | Youssef Abd El Kream | MEP (Electro Mechanical) | 2024-10-03 | Panels Lamps | Approved | Type G.Buildings.7-16 | سلك نحاس شعر مقاس 1 مم اللون أسود (cu/pvc) جهد (750/450) | LM | 100 | 100 | 0 | 0 | SC_Supply/Apply | El Neil | Type G.Buildings.7-16 | سلك نحاس شعر مقاس 1 مم اللون أسود (cu/pvc) جهد (750/450) | LM | 100 | 8.95 | 895 | EGP | SC_Supply/Apply
Damietta Container Terminal-Infra & Bldgs _0216 |  | RFQ-00055 | Mohamed Maher | Operation | 2024-10-13 | Dewatering works | Approved | Total | بالعدد مقاولة عمل و الدق وانزال المواسير لزوم تجربة نزح شامل الحفر و الفلاتر و الطلمبة و انزال السن مما جميعه,وجميع ما يلزم لنهو الاعمال نهوا تاما طبقا لاصول الصناعة و المواصفات الفنية و متطلبات ممثل المالك و الاستشاري | ECH | 1 | 1 | 0 | 0 | SC_Supply/Apply | فوزية محمد التابعي محمد حجاج | Total | بالعدد مقاولة عمل و الدق وانزال المواسير لزوم تجربة نزح شامل الحفر و الفلاتر و الطلمبة و انزال السن مما جميعه,وجميع ما يلزم لنهو الاعمال نهوا تاما طبقا لاصول الصناعة و المواصفات الفنية و متطلبات ممثل المالك و الاستشاري | ECH | 1 | 128000 | 128000 | EGP | SC_Supply/Apply
Damietta Container Terminal-Infra & Bldgs _0216 |  | RFQ-00055 | Mohamed Maher | Operation | 2024-10-13 | Dewatering works | Approved | Total | بالمتر الطولي مقاولة تشغيل وتركيب نظام تصريف المياه السطحية لاعمال الاساسات وشبكات البنية التحتية على عمق يصل الى 1 م تحت مستوي الارض الطبيعى + 2.00 , باستخدام الغواطس, لمده 8 ايام مما جميعه و العمل يشمل جميع ما يلزم لنهو الاعمال نهوا تاما طبقا لأصول الصناعة و المواصفات الفنية و متطلبات ممثل المالك و الاستشاري. | MTR | 1579 | 1579 | 0 | 0 | SC_Supply/Apply | فوزية محمد التابعي محمد حجاج | Total | بالمتر الطولي مقاولة تشغيل وتركيب نظام تصريف المياه السطحية لاعمال الاساسات وشبكات البنية التحتية على عمق يصل الى 1 م تحت مستوي الارض الطبيعى + 2.00 , باستخدام الغواطس, لمده 8 ايام مما جميعه و العمل يشمل جميع ما يلزم لنهو الاعمال نهوا تاما طبقا لأصول الصناعة و المواصفات الفنية و متطلبات ممثل المالك و الاستشاري. | MTR | 1579 | 400 | 631600 | EGP | SC_Supply/Apply
Damietta Container Terminal-Infra & Bldgs _0216 |  | RFQ-00055 | Mohamed Maher | Operation | 2024-10-13 | Dewatering works | Approved | Total | إضافة الى البند رقم 2 , لكل يوم عمل يتجاوز ال 8 ايام عمل | MTR | 1 | 0 | 0 | 0 | SC_Supply/Apply | فوزية محمد التابعي محمد حجاج | Total | إضافة الى البند رقم 2 , لكل يوم عمل يتجاوز ال 8 ايام عمل | MTR | 0 | 50 | 0 | EGP | SC_Supply/Apply
Damietta Container Terminal-Infra & Bldgs _0216 |  | RFQ-00055 | Mohamed Maher | Operation | 2024-10-13 | Dewatering works | Approved | Total | بالمتر الطولى مقاولة توريد و عمل و تركيب و تشغيل نظام نزح للمياه الجوفية لزوم التأسيس بمنسوب حتى 4 م تحت مستوي الارض الطبيعى ( 2.00 + ) بنظام الابر لكل متر طولى حفر لمدة 8 ايام مما جميعه و العمل يشمل جميع ما يلزم لنهو الاعمال نهوا تاما طبقا لاصول الصناعة و المواصفات الفنية و متطلبات ممثل المالك و الاستشاري | MTR | 33100 | 25083 | 10.74 | 269391.42 | SC_Supply/Apply | فوزية محمد التابعي محمد حجاج | Total | بالمتر الطولى مقاولة توريد و عمل و تركيب و تشغيل نظام نزح للمياه الجوفية لزوم التأسيس بمنسوب حتى 4 م تحت مستوي الارض الطبيعى ( 2.00 + ) بنظام الابر لكل متر طولى حفر لمدة 8 ايام مما جميعه و العمل يشمل جميع ما يلزم لنهو الاعمال نهوا تاما طبقا لاصول الصناعة و المواصفات الفنية و متطلبات ممثل المالك و الاستشاري | MTR | 25083 | 480 | 12039840 | EGP | SC_Supply/Apply
Damietta Container Terminal-Infra & Bldgs _0216 |  | RFQ-00055 | Mohamed Maher | Operation | 2024-10-13 | Dewatering works | Approved | Total | إضافة الى البند رقم 3 , لكل يوم عمل يتجاوز ال 8 ايام عمل | MTR | 1 | 0 | 0 | 0 | SC_Supply/Apply | فوزية محمد التابعي محمد حجاج | Total | إضافة الى البند رقم 3 , لكل يوم عمل يتجاوز ال 8 ايام عمل | MTR | 0 | 60 | 0 | EGP | SC_Supply/Apply
Damietta Container Terminal-Infra & Bldgs _0216 |  | RFQ-00055 | Mohamed Maher | Operation | 2024-10-13 | Dewatering works | Approved | Total | بالعدد لكل غرفة تفتيش او مناهيل مقاولة توريد و عمل و تركيب و تشغيل نظام نزح للمياه الجوفية لزوم التأسيس بمنسوب حتى 4 م تحت مستوي الارض الطبيعى ( 2.00 + ) بنظام الابر لكل متر طولى حفر لمدة 8 ايام مما جميعه و العمل يشمل جميع ما يلزم لنهو الاعمال نهوا تاما طبقا لاصول الصناعة و المواصفات الفنية و متطلبات ممثل المالك و الاستشاري | ECH | 1000 | 661 | 340 | 224740 | SC_Supply/Apply | فوزية محمد التابعي محمد حجاج | Total | بالعدد لكل غرفة تفتيش او مناهيل مقاولة توريد و عمل و تركيب و تشغيل نظام نزح للمياه الجوفية لزوم التأسيس بمنسوب حتى 4 م تحت مستوي الارض الطبيعى ( 2.00 + ) بنظام الابر لكل متر طولى حفر لمدة 8 ايام مما جميعه و العمل يشمل جميع ما يلزم لنهو الاعمال نهوا تاما طبقا لاصول الصناعة و المواصفات الفنية و متطلبات ممثل المالك و الاستشاري | ECH | 661 | 3200 | 2115200 | EGP | SC_Supply/Apply
Damietta Container Terminal-Infra & Bldgs _0216 |  | RFQ-00055 | Mohamed Maher | Operation | 2024-10-13 | Dewatering works | Approved | Total | إضافة الى البند رقم 4 , لكل يوم عمل يتجاوز ال 8 ايام عمل | ECH | 1 | 0 | 0 | 0 | SC_Supply/Apply | فوزية محمد التابعي محمد حجاج | Total | إضافة الى البند رقم 4 , لكل يوم عمل يتجاوز ال 8 ايام عمل | ECH | 0 | 400 | 0 | EGP | SC_Supply/Apply
Damietta Container Terminal-Infra & Bldgs _0216 |  | RFQ-00054 | Ahmed Adel | MEP (Electro Mechanical) | 2024-10-13 | UPVC FITTINGS - ELECTRICAL NETWORK | Approved | 10.12 - Infrastructure Package - 6_Cable Conduit-02550- 6.2.1 | Cable Conduit DN 160 | ECH | 139000 | 132050 | 1.25 | 165062.5 | MAT_Misc | Techno Gulf | 10.12 - Infrastructure Package - 6_Cable Conduit-02550- 6.2.1 | Cable Conduit DN 160 | ECH | 132050 | 0.45 | 59422.5 | USD | MAT_Misc
Damietta Container Terminal-Infra & Bldgs _0216 |  | RFQ-00054 | Ahmed Adel | MEP (Electro Mechanical) | 2024-10-13 | UPVC FITTINGS - ELECTRICAL NETWORK | Approved | 10.12 - Infrastructure Package - 6_Cable Conduit-02550- 6.2.2 | Cable Conduit DN 60 | ECH | 8250 | 7837.5 | 0.32 | 2508 | MAT_Misc | Techno Gulf | 10.12 - Infrastructure Package - 6_Cable Conduit-02550- 6.2.2 | Cable Conduit DN 60 | ECH | 7837.5 | 0.77 | 6034.88 | USD | MAT_Misc
Damietta Container Terminal-Infra & Bldgs _0216 |  | RFQ-00054 | Ahmed Adel | MEP (Electro Mechanical) | 2024-10-13 | UPVC FITTINGS - ELECTRICAL NETWORK | Approved | 10.12 - Infrastructure Package - 6_Cable Conduit-02550- 6.2.5 | Cable Conduit DN 110 | ECH | 84800 | 80560 | 1.15 | 92644 | MAT_Misc | Techno Gulf | 10.12 - Infrastructure Package - 6_Cable Conduit-02550- 6.2.5 | Cable Conduit DN 110 | ECH | 80560 | 0.32 | 25779.2 | USD | MAT_Misc
Qasr Rashwan Lot A _0207 |  | RFQ-00064 | Reham Ashraf | Operation | 2024-10-14 | HAZOP Study For Pump Stations | Approved | 16 | Indirect Cost | ECH | 6 | 6 | 27500 | 165000 | Dep_OthDep | شركة الاكاديمية الافريقية للعلوم الحديثة والبحث ال | 16 | Indirect Cost | ECH | 6 | 27500 | 165000 | EGP | Dep_OthDep
Creeks URBN K _0192 | 192 | RFQ-00040 | Purchasing Engineers | Purchasing | 2024-10-23 | Reinforcement Supply | Approved | 1.1.12.10 - B03-P1-33000-3 | Rebar Steel 10 mm (QTY =18ton ) | TON | 18 | 18 | 38200 | 687600 | MAT_Raw | حديد المصريين لتجارة مواد البناء | 1.1.12.10 - B03-P1-33000-3 | Rebar Steel 10 mm (QTY =18ton ) | TON | 18 | 39100 | 703800 | EGP | MAT_Raw
Creeks URBN K _0192 | 192 | RFQ-00040 | Purchasing Engineers | Purchasing | 2024-10-23 | Reinforcement Supply | Approved | 1.1.12.10 - B03-P1-33000-3 | Rebar Steel 12 mm (QTY =36 ton ) | TON | 36 | 36 | 38200 | 1375200 | MAT_Raw | حديد المصريين لتجارة مواد البناء | 1.1.12.10 - B03-P1-33000-3 | Rebar Steel 12 mm (QTY =36 ton ) | TON | 36 | 39100 | 1407600 | EGP | MAT_Raw
Creeks URBN K _0192 | 192 | RFQ-00040 | Purchasing Engineers | Purchasing | 2024-10-23 | Reinforcement Supply | Approved | 1.1.12.10 - B03-P1-33000-3 | Rebar Steel 16 mm (QTY =4ton ) | TON | 4 | 4 | 38200 | 152800 | MAT_Raw | حديد المصريين لتجارة مواد البناء | 1.1.12.10 - B03-P1-33000-3 | Rebar Steel 16 mm (QTY =4ton ) | TON | 4 | 39100 | 156400 | EGP | MAT_Raw
Creeks URBN K _0192 | 192 | RFQ-00040 | Purchasing Engineers | Purchasing | 2024-10-23 | Reinforcement Supply | Approved | 1.1.12.10 - B03-P1-33000-3 | Rebar Steel 8 mm (QTY =2 ton ) | TON | 2 | 2 | 38200 | 76400 | MAT_Raw | حديد المصريين لتجارة مواد البناء | 1.1.12.10 - B03-P1-33000-3 | Rebar Steel 8 mm (QTY =2 ton ) | TON | 2 | 39100 | 78200 | EGP | MAT_Raw
Rabigh CCPP-Civil _K0006 |  | RFQ-00048 | Mohamed Amr | Procurement | 2024-09-25 | Block Works | Approved | 04 20 00 WL-0009 | Supplying; installing; mortar filled hollow; concrete unit masonry block; for internal walls; non load bearing; wall thickness 20 cm; block dimensions 20X40X20 cm; as per ASTM C129; using normal mortar; cement mortar; compressive strength 17 MPa; as per ASTM C270; with reinforcement bars. | SQM | 990.77 | 990.77 | 154 | 152578.58 | SC_Apply | Saudi Geo | 04 20 00 WL-0009 | Supplying; installing; mortar filled hollow; concrete unit masonry block; for internal walls; non load bearing; wall thickness 20 cm; block dimensions 20X40X20 cm; as per ASTM C129; using normal mortar; cement mortar; compressive strength 17 MPa; as per ASTM C270; with reinforcement bars. | SQM | 990.77 | 110 | 108984.7 | SAR | SC_Apply
Rabigh CCPP-Civil _K0006 |  | RFQ-00048 | Mohamed Amr | Procurement | 2024-09-25 | Block Works | Approved | 04 27 00 WL-0012 | Supplying; installing; double wythe; for external walls; non load bearing; outer layer; mortar filled hollow; concrete unit masonry block; normal; block dims. 20X40X20 cm; as per ASTM C129; using normal mortar; cement mortar; compressive strength 17 MPa; as per ASTM C270; with reinforcement bars; wall thk 20cm; inner layer; mortar filled hollow; concrete unit masonry block; normal; block dims. 10x20x40mm; as per ASTM C129; using normal mortar; cement mortar; compressive strength 17 MPa; as per ASTM C270; with reinforcement bars; wall thk 10cm; filled cavity; with 35kg/m3 thermal batt insulation; overall wall thickness 40cm; heat transmission coefficient 0.57 W/m²k. | SQM | 5798 | 5798 | 416.94 | 2417418.12 | SC_Apply | Saudi Geo | 04 27 00 WL-0012 | Supplying; installing; double wythe; for external walls; non load bearing; outer layer; mortar filled hollow; concrete unit masonry block; normal; block dims. 20X40X20 cm; as per ASTM C129; using normal mortar; cement mortar; compressive strength 17 MPa; as per ASTM C270; with reinforcement bars; wall thk 20cm; inner layer; mortar filled hollow; concrete unit masonry block; normal; block dims. 10x20x40mm; as per ASTM C129; using normal mortar; cement mortar; compressive strength 17 MPa; as per ASTM C270; with reinforcement bars; wall thk 10cm; filled cavity; with 35kg/m3 thermal batt insulation; overall wall thickness 40cm; heat transmission coefficient 0.57 W/m²k. | SQM | 5798 | 255 | 1478490 | SAR | SC_Apply
Rabigh CCPP-Civil _K0006 |  | RFQ-00048 | Mohamed Amr | Procurement | 2024-09-25 | Block Works | Approved | 04 20 00 WL-0011 | Supplying; installing; solid; concrete unit masonry block; for underground walls ; non load bearing; non fire rated; wall thickness 20 cm; block dimensions 20X40X20 cm; as per ASTM C129; using normal mortar; cement mortar; compressive strength 17 MPa; as per ASTM C270; without reinforcement bars. | SQM | 1002 | 1002 | 148.19 | 148486.38 | SC_Apply | Saudi Geo | 04 20 00 WL-0011 | Supplying; installing; solid; concrete unit masonry block; for underground walls ; non load bearing; non fire rated; wall thickness 20 cm; block dimensions 20X40X20 cm; as per ASTM C129; using normal mortar; cement mortar; compressive strength 17 MPa; as per ASTM C270; without reinforcement bars. | SQM | 1002 | 125 | 125250 | SAR | SC_Apply
Rabigh CCPP-Civil _K0006 |  | RFQ-00048 | Mohamed Amr | Procurement | 2024-09-25 | Block Works | Approved | 04 20 00 WL-0006 | Supplying; installing; solid; concrete unit masonry block; for internal walls; non load bearing; fire rated 120 minutes; wall thickness 20 cm; block dimensions 20X40X20 cm; as per ASTM C129; using normal mortar; cement mortar; compressive strength 17 MPa; as per ASTM C270; without reinforcement bars. | SQM | 311.5 | 311.5 | 180.84 | 56331.66 | SC_Apply | Saudi Geo | 04 20 00 WL-0006 | Supplying; installing; solid; concrete unit masonry block; for internal walls; non load bearing; fire rated 120 minutes; wall thickness 20 cm; block dimensions 20X40X20 cm; as per ASTM C129; using normal mortar; cement mortar; compressive strength 17 MPa; as per ASTM C270; without reinforcement bars. | SQM | 311.5 | 125 | 38937.5 | SAR | SC_Apply
Rabigh CCPP-Civil _K0006 |  | RFQ-00048 | Mohamed Amr | Procurement | 2024-09-25 | Block Works | Approved | 04 20 00 WL-0010 | Supplying; installing; mortar filled hollow; concrete unit masonry block; for external walls; non load bearing; wall thickness 20 cm; block dimensions 20X40X20 cm; as per ASTM C129; using normal mortar; cement mortar; compressive strength 17 MPa; as per ASTM C270; with reinforcement bars. | SQM | 763.6 | 763.6 | 162 | 123703.2 | SC_Apply | Saudi Geo | 04 20 00 WL-0010 | Supplying; installing; mortar filled hollow; concrete unit masonry block; for external walls; non load bearing; wall thickness 20 cm; block dimensions 20X40X20 cm; as per ASTM C129; using normal mortar; cement mortar; compressive strength 17 MPa; as per ASTM C270; with reinforcement bars. | SQM | 763.6 | 110 | 83996 | SAR | SC_Apply
Rabigh CCPP-Civil _K0006 |  | RFQ-00048 | Mohamed Amr | Procurement | 2024-09-25 | Block Works | Approved | 04 20 00 WL-0007 | Supplying; installing; mortar filled hollow; concrete unit masonry block; for internal walls; non load bearing; fire rated 120 minutes; wall thickness 20 cm; block dimensions 20X40X20 cm; as per ASTM C129; using normal mortar; cement mortar; compressive strength 17 MPa; as per ASTM C270; with reinforcement bars. | SQM | 4410.5 | 4410.5 | 154 | 679217 | SC_Apply | Saudi Geo | 04 20 00 WL-0007 | Supplying; installing; mortar filled hollow; concrete unit masonry block; for internal walls; non load bearing; fire rated 120 minutes; wall thickness 20 cm; block dimensions 20X40X20 cm; as per ASTM C129; using normal mortar; cement mortar; compressive strength 17 MPa; as per ASTM C270; with reinforcement bars. | SQM | 4410.5 | 110 | 485155 | SAR | SC_Apply
Rabigh CCPP-Civil _K0006 |  | RFQ-00048 | Mohamed Amr | Procurement | 2024-09-25 | Block Works | Approved | 04 20 00 WL-0008 | Supplying; installing; solid; concrete unit masonry block; for internal walls; non load bearing; wall thickness 20 cm; block dimensions 20X40X20 cm; as per ASTM C129; using normal mortar; cement mortar; compressive strength 17 MPa; as per ASTM C270; without reinforcement bars. | SQM | 850.23 | 850.23 | 180.84 | 153755.59 | SC_Apply | Saudi Geo | 04 20 00 WL-0008 | Supplying; installing; solid; concrete unit masonry block; for internal walls; non load bearing; wall thickness 20 cm; block dimensions 20X40X20 cm; as per ASTM C129; using normal mortar; cement mortar; compressive strength 17 MPa; as per ASTM C270; without reinforcement bars. | SQM | 850.23 | 125 | 106278.75 | SAR | SC_Apply
Rabigh CCPP-Civil _K0006 |  | RFQ-00051 | Mohamed Amr | Procurement | 2024-10-10 | Roof Isulation | Approved | 31 32 19-GEO-0001 | Supplying; installaing; filter fabric geotextile; for layer sepration; woven; polyester; water permeable; UV resistant; 140gm/m2; to roof | SQM | 3414 | 1980 | 20 | 39600 | SC_Supply/Apply | Kabani Group | 31 32 19-GEO-0001 | Supplying; installaing; filter fabric geotextile; for layer sepration; woven; polyester; water permeable; UV resistant; 140gm/m2; to roof | SQM | 1980 | 3 | 5940 | SAR | SC_Supply/Apply
ORA ZED-Ph 2-Pkgs A&D |  | RFQ-00072 | Sarah Al Shaarawy | MEP (Electro Mechanical) | 2024-09-24 | Supply Fire Alarm System | Approved | E05 3 - Control module. | Control module. | ECH | 4 | 4 | 1362.82 | 5451.28 | SC_Supply/Apply | Global Integrated System (GIS) | E05 3 - Control module. | Control module. | ECH | 4 | 2681.28 | 10725.12 | EGP | SC_Supply/Apply
ORA ZED-Ph 2-Pkgs A&D |  | RFQ-00072 | Sarah Al Shaarawy | MEP (Electro Mechanical) | 2024-09-24 | Supply Fire Alarm System | Approved | E06 3 - Control module. | Control module. | ECH | 4 | 4 | 1362.82 | 5451.28 | SC_Supply/Apply | Global Integrated System (GIS) | E06 3 - Control module. | Control module. | ECH | 4 | 2681.28 | 10725.12 | EGP | SC_Supply/Apply
ORA ZED-Ph 2-Pkgs A&D |  | RFQ-00072 | Sarah Al Shaarawy | MEP (Electro Mechanical) | 2024-09-24 | Supply Fire Alarm System | Approved | E06 4 - Outdoor Control module. | Outdoor Control module. | ECH | 2 | 2 | 1362.82 | 2725.64 | SC_Supply/Apply | Global Integrated System (GIS) | E06 4 - Outdoor Control module. | Outdoor Control module. | ECH | 2 | 2681.28 | 5362.56 | EGP | SC_Supply/Apply
ORA ZED-Ph 2-Pkgs A&D |  | RFQ-00072 | Sarah Al Shaarawy | MEP (Electro Mechanical) | 2024-09-24 | Supply Fire Alarm System | Approved | E07 3 - Control module. | Control module. | ECH | 4 | 4 | 1362.82 | 5451.28 | SC_Supply/Apply | Global Integrated System (GIS) | E07 3 - Control module. | Control module. | ECH | 4 | 2681.28 | 10725.12 | EGP | SC_Supply/Apply
ORA ZED-Ph 2-Pkgs A&D |  | RFQ-00072 | Sarah Al Shaarawy | MEP (Electro Mechanical) | 2024-09-24 | Supply Fire Alarm System | Approved | E07 4 - Outdoor Control module. | Outdoor Control module. | ECH | 4 | 4 | 1362.82 | 5451.28 | SC_Supply/Apply | Global Integrated System (GIS) | E07 4 - Outdoor Control module. | Outdoor Control module. | ECH | 4 | 2681.28 | 10725.12 | EGP | SC_Supply/Apply
ORA ZED-Ph 2-Pkgs A&D |  | RFQ-00072 | Sarah Al Shaarawy | MEP (Electro Mechanical) | 2024-09-24 | Supply Fire Alarm System | Approved | Podium D 14 - Outdoor Control module. | Outdoor Control module. | ECH | 199 | 199 | 1833 | 364767 | SC_Supply/Apply | Global Integrated System (GIS) | Podium D 14 - Outdoor Control module. | Outdoor Control module. | ECH | 199 | 2681.28 | 533574.72 | EGP | SC_Supply/Apply
ORA ZED-Ph 2-Pkgs A&D |  | RFQ-00072 | Sarah Al Shaarawy | MEP (Electro Mechanical) | 2024-09-24 | Supply Fire Alarm System | Approved | E08 3 - Control module. | Control module. | ECH | 4 | 4 | 1362.82 | 5451.28 | SC_Supply/Apply | Global Integrated System (GIS) | E08 3 - Control module. | Control module. | ECH | 4 | 2681.28 | 10725.12 | EGP | SC_Supply/Apply
ORA ZED-Ph 2-Pkgs A&D |  | RFQ-00072 | Sarah Al Shaarawy | MEP (Electro Mechanical) | 2024-09-24 | Supply Fire Alarm System | Approved | Fire alarm system Material, Civil, Delivery | Satellite fire alarm control panel (SFA-PH2-01) [6] Loops c/w power supply, batteries and all accessories | ECH | 1 | 1 | 191794.61 | 191794.61 | SC_Supply/Apply | Global Integrated System (GIS) | Fire alarm system Material, Civil, Delivery | Satellite fire alarm control panel (SFA-PH2-01) [6] Loops c/w power supply, batteries and all accessories | ECH | 1 | 406174.02 | 406174.02 | EGP | SC_Supply/Apply
ORA ZED-Ph 2-Pkgs A&D |  | RFQ-00072 | Sarah Al Shaarawy | MEP (Electro Mechanical) | 2024-09-24 | Supply Fire Alarm System | Approved | Fire alarm system Material, Civil, Delivery | Satellite fire alarm control panel (SFA-PH2-02) [6] Loops c/w power supply, batteries and all accessories | ECH | 1 | 1 | 190395.27 | 190395.27 | SC_Supply/Apply | Global Integrated System (GIS) | Fire alarm system Material, Civil, Delivery | Satellite fire alarm control panel (SFA-PH2-02) [6] Loops c/w power supply, batteries and all accessories | ECH | 1 | 406174.02 | 406174.02 | EGP | SC_Supply/Apply
ORA ZED-Ph 2-Pkgs A&D |  | RFQ-00072 | Sarah Al Shaarawy | MEP (Electro Mechanical) | 2024-09-24 | Supply Fire Alarm System | Approved | Fire alarm system Material, Civil, Delivery | Satellite fire alarm control panel (SFA-PH2-03) [7] Loops c/w power supply, batteries and all accessories | ECH | 1 | 1 | 196711.11 | 196711.11 | SC_Supply/Apply | Global Integrated System (GIS) | Fire alarm system Material, Civil, Delivery | Satellite fire alarm control panel (SFA-PH2-03) [7] Loops c/w power supply, batteries and all accessories | ECH | 1 | 502156.32 | 502156.32 | EGP | SC_Supply/Apply
ORA ZED-Ph 2-Pkgs A&D |  | RFQ-00072 | Sarah Al Shaarawy | MEP (Electro Mechanical) | 2024-09-24 | Supply Fire Alarm System | Approved | Fire alarm system Material, Civil, Delivery | Addressable Multi-Sensor detector. | ECH | 500 | 500 | 1253.27 | 626635 | SC_Supply/Apply | Global Integrated System (GIS) | Fire alarm system Material, Civil, Delivery | Addressable Multi-Sensor detector. | ECH | 500 | 2645.71 | 1322855 | EGP | SC_Supply/Apply
ORA ZED-Ph 2-Pkgs A&D |  | RFQ-00072 | Sarah Al Shaarawy | MEP (Electro Mechanical) | 2024-09-24 | Supply Fire Alarm System | Approved | Fire alarm system Material, Civil, Delivery | Addressable manual station. | ECH | 28 | 28 | 1392.29 | 38984.12 | SC_Supply/Apply | Global Integrated System (GIS) | Fire alarm system Material, Civil, Delivery | Addressable manual station. | ECH | 28 | 3258.12 | 91227.36 | EGP | SC_Supply/Apply
ORA ZED-Ph 2-Pkgs A&D |  | RFQ-00072 | Sarah Al Shaarawy | MEP (Electro Mechanical) | 2024-09-24 | Supply Fire Alarm System | Approved | Fire alarm system Material, Civil, Delivery | Outdoor Addressable manual station. | ECH | 80 | 80 | 2137.56 | 171004.8 | SC_Supply/Apply | Global Integrated System (GIS) | Fire alarm system Material, Civil, Delivery | Outdoor Addressable manual station. | ECH | 80 | 6366.9 | 509352 | EGP | SC_Supply/Apply
ORA ZED-Ph 2-Pkgs A&D |  | RFQ-00072 | Sarah Al Shaarawy | MEP (Electro Mechanical) | 2024-09-24 | Supply Fire Alarm System | Approved | Fire alarm system Material, Civil, Delivery | Outdoor Monitor module. | ECH | 513 | 513 | 1522.82 | 781206.66 | SC_Supply/Apply | Global Integrated System (GIS) | Fire alarm system Material, Civil, Delivery | Outdoor Monitor module. | ECH | 513 | 1795.5 | 921091.5 | EGP | SC_Supply/Apply
ORA ZED-Ph 2-Pkgs A&D |  | RFQ-00072 | Sarah Al Shaarawy | MEP (Electro Mechanical) | 2024-09-24 | Supply Fire Alarm System | Approved | Fire alarm system Material, Civil, Delivery | Signal control module. | ECH | 0 | 0 | 1128.06 | 0 | SC_Supply/Apply | Global Integrated System (GIS) | Fire alarm system Material, Civil, Delivery | Signal control module. | ECH | 0 | 0 | 0 | EGP | SC_Supply/Apply
ORA ZED-Ph 2-Pkgs A&D |  | RFQ-00072 | Sarah Al Shaarawy | MEP (Electro Mechanical) | 2024-09-24 | Supply Fire Alarm System | Approved | Fire alarm system Material, Civil, Delivery | Conventional heat detector. | ECH | 1926 | 1926 | 600.71 | 1156967.46 | SC_Supply/Apply | Global Integrated System (GIS) | Fire alarm system Material, Civil, Delivery | Conventional heat detector. | ECH | 1926 | 483.36 | 930951.36 | EGP | SC_Supply/Apply
ORA ZED-Ph 2-Pkgs A&D |  | RFQ-00072 | Sarah Al Shaarawy | MEP (Electro Mechanical) | 2024-09-24 | Supply Fire Alarm System | Approved | E08 4 - Outdoor Control module. | Outdoor Control module. | ECH | 2 | 2 | 1362.82 | 2725.64 | SC_Supply/Apply | Global Integrated System (GIS) | E08 4 - Outdoor Control module. | Outdoor Control module. | ECH | 2 | 2681.28 | 5362.56 | EGP | SC_Supply/Apply
ORA ZED-Ph 2-Pkgs A&D |  | RFQ-00072 | Sarah Al Shaarawy | MEP (Electro Mechanical) | 2024-09-24 | Supply Fire Alarm System | Approved | Fire alarm system Material, Civil, Delivery | Wall mounted Strobe light. | ECH | 33 | 33 | 1236.5 | 40804.5 | SC_Supply/Apply | Global Integrated System (GIS) | Fire alarm system Material, Civil, Delivery | Wall mounted Strobe light. | ECH | 33 | 2563.86 | 84607.38 | EGP | SC_Supply/Apply
ORA ZED-Ph 2-Pkgs A&D |  | RFQ-00072 | Sarah Al Shaarawy | MEP (Electro Mechanical) | 2024-09-24 | Supply Fire Alarm System | Approved | Fire alarm system Material, Civil, Delivery | Outdoor Wall mounted Strobe light. | ECH | 75 | 75 | 1828.79 | 137159.25 | SC_Supply/Apply | Global Integrated System (GIS) | Fire alarm system Material, Civil, Delivery | Outdoor Wall mounted Strobe light. | ECH | 75 | 5841.36 | 438102 | EGP | SC_Supply/Apply
ORA ZED-Ph 2-Pkgs A&D |  | RFQ-00072 | Sarah Al Shaarawy | MEP (Electro Mechanical) | 2024-09-24 | Supply Fire Alarm System | Approved | Fire alarm system Material, Civil, Delivery | Wall mounted Alarm siren. | ECH | 33 | 33 | 985.27 | 32513.91 | SC_Supply/Apply | Global Integrated System (GIS) | Fire alarm system Material, Civil, Delivery | Wall mounted Alarm siren. | ECH | 33 | 1675.8 | 55301.4 | EGP | SC_Supply/Apply
ORA ZED-Ph 2-Pkgs A&D |  | RFQ-00072 | Sarah Al Shaarawy | MEP (Electro Mechanical) | 2024-09-24 | Supply Fire Alarm System | Approved | Fire alarm system Material, Civil, Delivery | Outdoor Wall mounted Alarm siren. | ECH | 75 | 75 | 1344.57 | 100842.75 | SC_Supply/Apply | Global Integrated System (GIS) | Fire alarm system Material, Civil, Delivery | Outdoor Wall mounted Alarm siren. | ECH | 75 | 3567.06 | 267529.5 | EGP | SC_Supply/Apply
ORA ZED-Ph 2-Pkgs A&D |  | RFQ-00072 | Sarah Al Shaarawy | MEP (Electro Mechanical) | 2024-09-24 | Supply Fire Alarm System | Approved | Fire alarm system Material, Civil, Delivery | Monitor module. | ECH | 0 | 0 | 920.71 | 0 | SC_Supply/Apply | Global Integrated System (GIS) | Fire alarm system Material, Civil, Delivery | Monitor module. | ECH | 0 | 0 | 0 | EGP | SC_Supply/Apply
ORA ZED-Ph 2-Pkgs A&D |  | RFQ-00072 | Sarah Al Shaarawy | MEP (Electro Mechanical) | 2024-09-24 | Supply Fire Alarm System | Approved | Fire alarm system Material, Civil, Delivery | Control module. | ECH | 0 | 0 | 1083.52 | 0 | SC_Supply/Apply | Global Integrated System (GIS) | Fire alarm system Material, Civil, Delivery | Control module. | ECH | 0 | 0 | 0 | EGP | SC_Supply/Apply
ORA ZED-Ph 2-Pkgs A&D |  | RFQ-00072 | Sarah Al Shaarawy | MEP (Electro Mechanical) | 2024-09-24 | Supply Fire Alarm System | Approved | E05 4 - Outdoor Control module. | Outdoor Control module. | ECH | 2 | 2 | 1362.82 | 2725.64 | SC_Supply/Apply | Global Integrated System (GIS) | E05 4 - Outdoor Control module. | Outdoor Control module. | ECH | 2 | 2681.28 | 5362.56 | EGP | SC_Supply/Apply
ORA ZED-Ph 2-Pkgs A&D |  | RFQ-00072 | Sarah Al Shaarawy | MEP (Electro Mechanical) | 2024-09-24 | Supply Fire Alarm System | Approved | Fire alarm system Material, Civil, Delivery | Zone monitor module for conventional heat detector | ECH | 0 | 0 | 771.94 | 0 | SC_Supply/Apply | Global Integrated System (GIS) | Fire alarm system Material, Civil, Delivery | Zone monitor module for conventional heat detector | ECH | 0 | 0 | 0 | EGP | SC_Supply/Apply
ORA ZED-Ph 2-Pkgs A&D |  | RFQ-00072 | Sarah Al Shaarawy | MEP (Electro Mechanical) | 2024-09-24 | Supply Fire Alarm System | Approved | Fire alarm system Material, Civil, Delivery | Fire fighter telephone | ECH | 26 | 26 | 774.74 | 20143.24 | SC_Supply/Apply | Global Integrated System (GIS) | Fire alarm system Material, Civil, Delivery | Fire fighter telephone | ECH | 26 | 1809.14 | 47037.64 | EGP | SC_Supply/Apply
Qasr Rashwan - Lot B _0208 |  | RFQ-00066 | Reham Ashraf | Operation | 2024-10-14 | HAZOP Study For Pump Stations | Approved | 17 | Indirect Cost | ECH | 6 | 6 | 27500 | 165000 | Dep_OthDep | شركة الاكاديمية الافريقية للعلوم الحديثة والبحث ال | 17 | Indirect Cost | ECH | 6 | 27500 | 165000 | EGP | Dep_OthDep
Mivida BP#189 |  | RFQ-00144 | Mostafa Shourbagi | MEP (Electro Mechanical) | 2024-10-14 | PPR Pipes & Fittings | Approved | 152105.Bas | PR. 93117 → PPR Pipes & Fittings | LS | 1 | 1 | 127391.03 | 127391.03 | SC_Supply | Roxy | 152105.Bas | PR. 93117 → PPR Pipes & Fittings | LS | 1 | 19959.48 | 19959.48 | EGP | SC_Supply
Damietta Container Terminal-Infra & Bldgs _0216 |  | RFQ-00056 | Ahmed Adel | MEP (Electro Mechanical) | 2024-10-14 | HDPE PIPES - FIRE NETWORK | Approved | 10.16 - Infrastrucure-FIRE FIGHTING-15310-5.5.1 | Ø 110 mm | MTR | 1370 | 1296 | 24.51 | 31764.96 | MAT_Raw | AlMunif PIPE | 10.16 - Infrastrucure-FIRE FIGHTING-15310-5.5.1 | Ø 110 mm | MTR | 1296 | 11.69 | 15150.24 | USD | MAT_Raw
Damietta Container Terminal-Infra & Bldgs _0216 |  | RFQ-00056 | Ahmed Adel | MEP (Electro Mechanical) | 2024-10-14 | HDPE PIPES - FIRE NETWORK | Approved | 10.16 - Infrastrucure-FIRE FIGHTING-15310-5.5.2 | Ø 160 mm | MTR | 235 | 216 | 39.86 | 8609.76 | MAT_Raw | AlMunif PIPE | 10.16 - Infrastrucure-FIRE FIGHTING-15310-5.5.2 | Ø 160 mm | MTR | 216 | 22.81 | 4926.96 | USD | MAT_Raw
Damietta Container Terminal-Infra & Bldgs _0216 |  | RFQ-00056 | Ahmed Adel | MEP (Electro Mechanical) | 2024-10-14 | HDPE PIPES - FIRE NETWORK | Approved | 10.16 - Infrastrucure-FIRE FIGHTING-15310-5.5.3 | Ø 200 mm | MTR | 20 | 12 | 56.19 | 674.28 | MAT_Raw | AlMunif PIPE | 10.16 - Infrastrucure-FIRE FIGHTING-15310-5.5.3 | Ø 200 mm | MTR | 12 | 80.08 | 960.96 | USD | MAT_Raw
Damietta Container Terminal-Infra & Bldgs _0216 |  | RFQ-00056 | Ahmed Adel | MEP (Electro Mechanical) | 2024-10-14 | HDPE PIPES - FIRE NETWORK | Approved | 10.16 - Infrastrucure-FIRE FIGHTING-15310-5.5.4 | Ø 250 mm | MTR | 2900 | 2748 | 83.21 | 228661.08 | MAT_Raw | AlMunif PIPE | 10.16 - Infrastrucure-FIRE FIGHTING-15310-5.5.4 | Ø 250 mm | MTR | 2748 | 36.01 | 98955.48 | USD | MAT_Raw
Damietta Container Terminal-Infra & Bldgs _0216 |  | RFQ-00056 | Ahmed Adel | MEP (Electro Mechanical) | 2024-10-14 | HDPE PIPES - FIRE NETWORK | Approved | 10.16 - Infrastrucure-FIRE FIGHTING-15310-5.5.5 | Ø 300 mm | MTR | 12200 | 11580 | 128.26 | 1485250.8 | MAT_Raw | AlMunif PIPE | 10.16 - Infrastrucure-FIRE FIGHTING-15310-5.5.5 | Ø 300 mm | MTR | 11580 | 70.11 | 811873.8 | USD | MAT_Raw
Damietta Container Terminal-Infra & Bldgs _0216 |  | RFQ-00056 | Ahmed Adel | MEP (Electro Mechanical) | 2024-10-14 | HDPE PIPES - FIRE NETWORK | Approved | 10.16 - Infrastrucure-FIRE FIGHTING-15310-5.5.6 | Ø 350 mm Supply and install galvanized steel pipe for fire pump connection and in trenches as required by the manufacturer of Fire Pump System, including all accessories and flanges to connect with HDPE pielines | MTR | 400 | 372 | 159.53 | 59345.16 | MAT_Raw | AlMunif PIPE | 10.16 - Infrastrucure-FIRE FIGHTING-15310-5.5.6 | Ø 350 mm Supply and install galvanized steel pipe for fire pump connection and in trenches as required by the manufacturer of Fire Pump System, including all accessories and flanges to connect with HDPE pielines | MTR | 372 | 76.77 | 28558.44 | USD | MAT_Raw
Damietta Container Terminal-Infra & Bldgs _0216 |  | RFQ-00056 | Ahmed Adel | MEP (Electro Mechanical) | 2024-10-14 | HDPE PIPES - FIRE NETWORK | Approved | 10.16 - Infrastrucure-FIRE FIGHTING-15310-5.5.1 - 5.5.6 | Total | LS | 1 | 0.5 | 384007.4 | 192003.7 | MAT_Misc | AlMunif PIPE | 10.16 - Infrastrucure-FIRE FIGHTING-15310-5.5.1 - 5.5.6 | Total | LS | 0.5 | 537917.64 | 268958.82 | USD | MAT_Misc
Mivida BP#189 |  | RFQ-00144 | Mostafa Shourbagi | MEP (Electro Mechanical) | 2024-10-14 | PPR Pipes & Fittings | Approved | 152105.Bas | P.R. 98400 → PPR Pipes | LS | 1 | 1 | 7324.83 | 7324.83 | SC_Supply | Roxy | 152105.Bas | P.R. 98400 → PPR Pipes | LS | 1 | 19959.48 | 19959.48 | EGP | SC_Supply
Mivida BP#189 |  | RFQ-00144 | Mostafa Shourbagi | MEP (Electro Mechanical) | 2024-10-14 | PPR Pipes & Fittings | Approved | 152105.Bas | P.R. 98983 → PPR Pipes | LS | 1 | 1 | 7324.83 | 7324.83 | SC_Supply | Roxy | 152105.Bas | P.R. 98983 → PPR Pipes | LS | 1 | 59878.45 | 59878.45 | EGP | SC_Supply
Mivida BP#189 |  | RFQ-00145 | Mostafa Shourbagi | MEP (Electro Mechanical) | 2024-10-14 | Threaded and Welding Fittings | Approved | 152105.POS | P.R. 94906 → Threaded & Welding Fittings | LS | 1 | 1 | 1220282.66 | 1220282.66 | SC_Supply | ماس للتوريدات العموميه | 152105.POS | P.R. 94906 → Threaded & Welding Fittings | LS | 1 | 1049170.5 | 1049170.5 | EGP | SC_Supply
Damietta Container Terminal-Infra & Bldgs _0216 |  | RFQ-00057 | Mohamed Maher | Operation | 2024-10-14 | Wastage Transportation | Approved | 1884 - Indirect Cost - 00 | كانز + معاد ن | TON | 0 | 0 | 0 | 0 | Ind_WastageTrnspt | جميل عبده هلال ابراهيم | 1884 - Indirect Cost - 00 | كانز + معاد ن | TON | 0 | 0 | 0 | EGP | Ind_WastageTrnspt
Damietta Container Terminal-Infra & Bldgs _0216 |  | RFQ-00057 | Mohamed Maher | Operation | 2024-10-14 | Wastage Transportation | Approved | 1884 - Indirect Cost - 00 | بلاستيك | TON | 0 | 0 | 0 | 0 | Ind_WastageTrnspt | جميل عبده هلال ابراهيم | 1884 - Indirect Cost - 00 | بلاستيك | TON | 0 | 0 | 0 | EGP | Ind_WastageTrnspt
Damietta Container Terminal-Infra & Bldgs _0216 |  | RFQ-00057 | Mohamed Maher | Operation | 2024-10-14 | Wastage Transportation | Approved | 1884 - Indirect Cost - 00 | ورق + كرتون + أكياس بلاستيك | TON | 0 | 0 | 0 | 0 | Ind_WastageTrnspt | جميل عبده هلال ابراهيم | 1884 - Indirect Cost - 00 | ورق + كرتون + أكياس بلاستيك | TON | 0 | 0 | 0 | EGP | Ind_WastageTrnspt
Damietta Container Terminal-Infra & Bldgs _0216 |  | RFQ-00057 | Mohamed Maher | Operation | 2024-10-14 | Wastage Transportation | Approved | 1884 - Indirect Cost - 00 | بوا قى طعام .......الخ وفقا لاشتراطات ادارة المدفن الصحى | TON | 200 | 200 | 55.56 | 11112 | Ind_WastageTrnspt | جميل عبده هلال ابراهيم | 1884 - Indirect Cost - 00 | بوا قى طعام .......الخ وفقا لاشتراطات ادارة المدفن الصحى | TON | 200 | 2500 | 500000 | EGP | Ind_WastageTrnspt
Damietta Container Terminal-Infra & Bldgs _0216 |  | RFQ-00057 | Mohamed Maher | Operation | 2024-10-14 | Wastage Transportation | Approved | 1884 - Indirect Cost - 00 | كهن | TON | 25 | 25 | 22.22 | 555.5 | Ind_WastageTrnspt | جميل عبده هلال ابراهيم | 1884 - Indirect Cost - 00 | كهن | TON | 25 | 1000 | 25000 | EGP | Ind_WastageTrnspt
Damietta Container Terminal-Infra & Bldgs _0216 | 216 | RFQ-00062 | Purchasing Engineers | Purchasing | 2024-10-23 | Supply Chemical Materials (PR_102346) | Approved | Total | Silka Bitumen - W | DRM | 205 | 20 | 150.28 | 3005.6 | MAT_Raw | Master Builders solution (Sika) | Total | Silka Bitumen - W | DRM | 20 | 6440 | 128800 | EGP | MAT_Raw
Damietta Container Terminal-Infra & Bldgs _0216 | 216 | RFQ-00062 | Purchasing Engineers | Purchasing | 2024-10-23 | Supply Chemical Materials (PR_102346) | Approved | Total | E-Latex | DRM | 4000 | 20 | 0 | 0 | MAT_Raw | Master Builders solution (Sika) | Total | E-Latex | DRM | 20 | 24800 | 496000 | EGP | MAT_Raw
Damietta Container Terminal-Infra & Bldgs _0216 | 216 | RFQ-00062 | Purchasing Engineers | Purchasing | 2024-10-23 | Supply Chemical Materials (PR_102346) | Approved | Total | Surface Curing Materials For Concrete | LS | 1 | 1 | 8830.01 | 8830.01 | MAT_Misc | Master Builders solution (Sika) | Total | Surface Curing Materials For Concrete | LS | 1 | 100000 | 100000 | EGP | MAT_Misc
Damietta Container Terminal-Infra & Bldgs _0216 | 216 | RFQ-00062 | Purchasing Engineers | Purchasing | 2024-10-23 | Supply Chemical Materials (PR_102346) | Approved | Total | سيكا ريب | TON | 20 | 4 | 220 | 880 | MAT_Misc | Master Builders solution (Sika) | Total | سيكا ريب | TON | 4 | 137.5 | 550 | EGP | MAT_Misc
Damietta Container Terminal-Infra & Bldgs _0216 | 216 | RFQ-00062 | Purchasing Engineers | Purchasing | 2024-10-23 | Supply Chemical Materials (PR_102346) | Approved | Total | Sika Grout | Bag | 1395 | 120 | 5.5 | 660 | MAT_Misc | Master Builders solution (Sika) | Total | Sika Grout | Bag | 120 | 156.25 | 18750 | EGP | MAT_Misc
Damietta Container Terminal-Infra & Bldgs _0216 | 216 | RFQ-00062 | Purchasing Engineers | Purchasing | 2024-10-23 | Supply Chemical Materials (PR_102346) | Approved | Total | سيكا انكور فيكس 3001 | ECH | 500 | 100 | 0 | 0 | MAT_Misc | Master Builders solution (Sika) | Total | سيكا انكور فيكس 3001 | ECH | 100 | 2500 | 250000 | EGP | MAT_Misc
Damietta Container Terminal-Infra & Bldgs _0216 | 216 | RFQ-00061 | Mohamed Maher | Operation | 2024-10-23 | Earth works | Approved | Total | بالمتر المكعب مقاولة اعمال حفر فى جميع انواع التربة عدا الصخرية للوصول للمناسيب التصميمة ونقل ناتج الحفر للمقالب العمومية ورش وتسوية ودمك السطح النهائى لقاع الحفر طبقا للمواصفات وتعليمات ممثل المالك والاستشارى والبند يشمل كافة مصاريف فتح البوابات ورسوم الطرق واتاوات المحاجر والكارتات وكافة التصاريح وكافة مايلزم لانهاء الاعمال طبقا لاصول الصناعة والحساب الهندسى غير شامل اعمال النزح ان وجد | CBM | 16870.46 | 16870.46 | 1.71 | 28848.49 | SC_Supply/Apply | جميل عبده هلال ابراهيم | Total | بالمتر المكعب مقاولة اعمال حفر فى جميع انواع التربة عدا الصخرية للوصول للمناسيب التصميمة ونقل ناتج الحفر للمقالب العمومية ورش وتسوية ودمك السطح النهائى لقاع الحفر طبقا للمواصفات وتعليمات ممثل المالك والاستشارى والبند يشمل كافة مصاريف فتح البوابات ورسوم الطرق واتاوات المحاجر والكارتات وكافة التصاريح وكافة مايلزم لانهاء الاعمال طبقا لاصول الصناعة والحساب الهندسى غير شامل اعمال النزح ان وجد | CBM | 16870.46 | 85 | 1433989.1 | EGP | SC_Supply/Apply
Damietta Container Terminal-Infra & Bldgs _0216 | 216 | RFQ-00061 | Mohamed Maher | Operation | 2024-10-23 | Earth works | Approved | Total | بالمتر المكعب مقاولة اعمال حفر فى جميع انواع التربة عدا الصخرية للوصول للمناسيب التصميمة ونقل ناتج الحفر للمقالب العمومية ورش وتسوية ودمك السطح النهائى لقاع الحفر طبقا للمواصفات وتعليمات ممثل المالك والاستشارى والبند يشمل كافة مصاريف فتح البوابات ورسوم الطرق واتاوات المحاجر والكارتات وكافة التصاريح وكافة مايلزم لانهاء الاعمال طبقا لاصول الصناعة والحساب الهندسى غير شامل اعمال النزح ان وجد | CBM | 3129.54 | 3129.54 | 0 | 0 | SC_Supply/Apply | جميل عبده هلال ابراهيم | Total | بالمتر المكعب مقاولة اعمال حفر فى جميع انواع التربة عدا الصخرية للوصول للمناسيب التصميمة ونقل ناتج الحفر للمقالب العمومية ورش وتسوية ودمك السطح النهائى لقاع الحفر طبقا للمواصفات وتعليمات ممثل المالك والاستشارى والبند يشمل كافة مصاريف فتح البوابات ورسوم الطرق واتاوات المحاجر والكارتات وكافة التصاريح وكافة مايلزم لانهاء الاعمال طبقا لاصول الصناعة والحساب الهندسى غير شامل اعمال النزح ان وجد | CBM | 3129.54 | 85 | 266010.9 | EGP | SC_Supply/Apply
Damietta Container Terminal-Infra & Bldgs _0216 | 216 | RFQ-00061 | Mohamed Maher | Operation | 2024-10-23 | Earth works | Approved | Total Infra | بالمتر المكعب اعمال ازالة ونقل ناتج الحفر والتكعيب على ظهر العربية طبقا للمواصفات وتعليمات ممثل المالك والاستشارى والبند يشمل كافة مايلزم لانهاء الاعمال طبقا لاصول الصناعة والحساب هندسى . | CBM | 40012.27 | 40012.27 | 0.33 | 13204.05 | SC_Apply | جميل عبده هلال ابراهيم | Total Infra | بالمتر المكعب اعمال ازالة ونقل ناتج الحفر والتكعيب على ظهر العربية طبقا للمواصفات وتعليمات ممثل المالك والاستشارى والبند يشمل كافة مايلزم لانهاء الاعمال طبقا لاصول الصناعة والحساب هندسى . | CBM | 40012.27 | 60 | 2400736.2 | EGP | SC_Apply
Damietta Container Terminal-Infra & Bldgs _0216 | 216 | RFQ-00061 | Mohamed Maher | Operation | 2024-10-23 | Earth works | Approved | Total Infra | بالمتر المكعب اعمال ازالة ونقل ناتج الحفر والتكعيب على ظهر العربية طبقا للمواصفات وتعليمات ممثل المالك والاستشارى والبند يشمل كافة مايلزم لانهاء الاعمال طبقا لاصول الصناعة والحساب هندسى . | CBM | 59987.73 | 59987.73 | 0 | 0 | SC_Apply | جميل عبده هلال ابراهيم | Total Infra | بالمتر المكعب اعمال ازالة ونقل ناتج الحفر والتكعيب على ظهر العربية طبقا للمواصفات وتعليمات ممثل المالك والاستشارى والبند يشمل كافة مايلزم لانهاء الاعمال طبقا لاصول الصناعة والحساب هندسى . | CBM | 59987.73 | 60 | 3599263.8 | EGP | SC_Apply
Rabigh CCPP-Civil _K0006 |  | RFQ-00051 | Mohamed Amr | Procurement | 2024-10-10 | Roof Isulation | Approved | 07 50 00 MR-0015 | Supplying; placing; torch applied; atactic-polypropylene-modified bituminous membrane roofing; on 2 layer; base layer; thk 4mm; Grade S; as per ASTM D6223; top layer; 4mm; Grade G; as per ASTM D6223; protected; by 150 micron Polyethene sheet. | SQM | 3414 | 1980 | 85 | 168300 | SC_Supply/Apply | Kabani Group | 07 50 00 MR-0015 | Supplying; placing; torch applied; atactic-polypropylene-modified bituminous membrane roofing; on 2 layer; base layer; thk 4mm; Grade S; as per ASTM D6223; top layer; 4mm; Grade G; as per ASTM D6223; protected; by 150 micron Polyethene sheet. | SQM | 1980 | 49 | 97020 | SAR | SC_Supply/Apply
Rabigh CCPP-Civil _K0006 |  | RFQ-00051 | Mohamed Amr | Procurement | 2024-10-10 | Roof Isulation | Approved | 07 22 00 RI-0011 | Supplying; placing; extruded polystyrene; roof board insulation; thk 75mm; conforming to ASTM C578; type VII. | SQM | 3414 | 1980 | 78 | 154440 | SC_Supply/Apply | Kabani Group | 07 22 00 RI-0011 | Supplying; placing; extruded polystyrene; roof board insulation; thk 75mm; conforming to ASTM C578; type VII. | SQM | 1980 | 52 | 102960 | SAR | SC_Supply/Apply
Rabigh CCPP-Civil _K0006 |  | RFQ-00051 | Mohamed Amr | Procurement | 2024-10-10 | Roof Isulation | Approved | 07 62 00 FLSH-0014 | Supplying; installing; roof; rigid and fixable flashing. Including, - Sand Cement cant strips Min. 70mmx70mm. - Base Flashing slated membrane mineral finish 4mm thick torch seal. - Aluminum Flashing 1mm thick. counter flashing bends 90x50 mm fill Reglet with silicon sealant. | SQM | 1010 | 892 | 72 | 64224 | SC_Supply/Apply | Kabani Group | 07 62 00 FLSH-0014 | Supplying; installing; roof; rigid and fixable flashing. Including, - Sand Cement cant strips Min. 70mmx70mm. - Base Flashing slated membrane mineral finish 4mm thick torch seal. - Aluminum Flashing 1mm thick. counter flashing bends 90x50 mm fill Reglet with silicon sealant. | SQM | 892 | 14 | 12488 | SAR | SC_Supply/Apply
Rabigh CCPP-Civil _K0006 |  | RFQ-00051 | Mohamed Amr | Procurement | 2024-10-10 | Roof Isulation | Approved | New Item | 50X50mm Can't strip on junction lines between horizontal & vertical areas | MTR | 594 | 594 | 0 | 0 | SC_Supply/Apply | Kabani Group | New Item | 50X50mm Can't strip on junction lines between horizontal & vertical areas | MTR | 594 | 3.75 | 2227.5 | SAR | SC_Supply/Apply
Rabigh CCPP-Civil _K0006 |  | RFQ-00051 | Mohamed Amr | Procurement | 2024-10-10 | Roof Isulation | Approved | New Item | Upper ends of membrane skirting shall be mechanically fastened by means of aluminum counter flashing 0.8mm X 0.6mm with sealant protection | MTR | 594 | 594 | 0 | 0 | SC_Supply/Apply | Kabani Group | New Item | Upper ends of membrane skirting shall be mechanically fastened by means of aluminum counter flashing 0.8mm X 0.6mm with sealant protection | MTR | 594 | 19 | 11286 | SAR | SC_Supply/Apply
Rabigh CCPP-Civil _K0006 |  | RFQ-00051 | Mohamed Amr | Procurement | 2024-10-10 | Roof Isulation | Approved | 07 26 00 VR-0009 | Supplying; applying; of below-grade vapor retarder; 150 micron sheet thk; 1 layer; polyethylene sheet; as per ASTM C1136; applied to horizontal surface; width > 500mm.. | SQM | 37834.98 | 1980 | 8 | 15840 | SC_Supply/Apply | Kabani Group | 07 26 00 VR-0009 | Supplying; applying; of below-grade vapor retarder; 150 micron sheet thk; 1 layer; polyethylene sheet; as per ASTM C1136; applied to horizontal surface; width > 500mm.. | SQM | 1980 | 2.5 | 4950 | SAR | SC_Supply/Apply
Damietta Container Terminal-Infra & Bldgs _0216 |  | RFQ-00053 | Mohamed Maher | Operation | 2024-10-13 | Mobilization | Approved | 1884 - Indirect Cost - 00 | بالمقطوعية الاعمال الخاصة ب Mobilization لمكاتب الشركة و مكاتب الاستشاري و المخازن | LS | 1 | 1 | 44444.44 | 44444.44 | Oth | فوزية محمد التابعي محمد حجاج | 1884 - Indirect Cost - 00 | بالمقطوعية الاعمال الخاصة ب Mobilization لمكاتب الشركة و مكاتب الاستشاري و المخازن | LS | 1 | 2000000 | 2000000 | EGP | Oth
Abo Shanab El Agamien _0195 |  | RFQ-00100 | Mostafa Ramadan | Operation | 2024-10-13 | HAZOP study | Approved | 13 | *HSE | ECH | 8 | 8 | 0 | 0 | Dep_OthDep | شركة الاكاديمية الافريقية للعلوم الحديثة والبحث ال | 13 | *HSE | ECH | 8 | 25000 | 200000 | EGP | Dep_OthDep
Damietta Container Terminal-Infra & Bldgs _0216 |  | RFQ-00057 | Mohamed Maher | Operation | 2024-10-14 | Wastage Transportation | Approved | 1884 - Indirect Cost - 00 | زيت مستعمل | TON | 25 | 25 | 21.33 | 533.25 | Ind_WastageTrnspt | جميل عبده هلال ابراهيم | 1884 - Indirect Cost - 00 | زيت مستعمل | TON | 25 | 960 | 24000 | EGP | Ind_WastageTrnspt
Damietta Container Terminal-Infra & Bldgs _0216 |  | RFQ-00057 | Mohamed Maher | Operation | 2024-10-14 | Wastage Transportation | Approved | 1884 - Indirect Cost - 00 | بطاريات | TON | 25 | 25 | 11.11 | 277.75 | Ind_WastageTrnspt | جميل عبده هلال ابراهيم | 1884 - Indirect Cost - 00 | بطاريات | TON | 25 | 500 | 12500 | EGP | Ind_WastageTrnspt
Damietta Container Terminal-Infra & Bldgs _0216 |  | RFQ-00057 | Mohamed Maher | Operation | 2024-10-14 | Wastage Transportation | Approved | 1884 - Indirect Cost - 00 | كيماويات منتهية الصلاحية | TON | 25 | 25 | 66.67 | 1666.75 | Ind_WastageTrnspt | جميل عبده هلال ابراهيم | 1884 - Indirect Cost - 00 | كيماويات منتهية الصلاحية | TON | 25 | 3000 | 75000 | EGP | Ind_WastageTrnspt
Damietta Container Terminal-Infra & Bldgs _0216 |  | RFQ-00057 | Mohamed Maher | Operation | 2024-10-14 | Wastage Transportation | Approved | 1884 - Indirect Cost - 00 | فلاتر مستهلكة | TON | 25 | 25 | 44.44 | 1111 | Ind_WastageTrnspt | جميل عبده هلال ابراهيم | 1884 - Indirect Cost - 00 | فلاتر مستهلكة | TON | 25 | 2000 | 50000 | EGP | Ind_WastageTrnspt
Damietta Container Terminal-Infra & Bldgs _0216 |  | RFQ-00057 | Mohamed Maher | Operation | 2024-10-14 | Wastage Transportation | Approved | 1884 - Indirect Cost - 00 | لمبات فلورست | KGR | 100 | 100 | 0.89 | 89 | Ind_WastageTrnspt | جميل عبده هلال ابراهيم | 1884 - Indirect Cost - 00 | لمبات فلورست | KGR | 100 | 40 | 4000 | EGP | Ind_WastageTrnspt
Damietta Container Terminal-Infra & Bldgs _0216 |  | RFQ-00057 | Mohamed Maher | Operation | 2024-10-14 | Wastage Transportation | Approved | 1884 - Indirect Cost - 00 | اعمال النقل للبنود من 2.1 وحتى 2.6 النقلة 4 طن | ECH | 32 | 32 | 111.11 | 3555.52 | Ind_WastageTrnspt | جميل عبده هلال ابراهيم | 1884 - Indirect Cost - 00 | اعمال النقل للبنود من 2.1 وحتى 2.6 النقلة 4 طن | ECH | 32 | 5000 | 160000 | EGP | Ind_WastageTrnspt
Damietta Container Terminal-Infra & Bldgs _0216 |  | RFQ-00057 | Mohamed Maher | Operation | 2024-10-14 | Wastage Transportation | Approved | 1884 - Indirect Cost - 00 | رمال ملوثة شامل النقل | TON | 50 | 50 | 44.44 | 2222 | Ind_WastageTrnspt | جميل عبده هلال ابراهيم | 1884 - Indirect Cost - 00 | رمال ملوثة شامل النقل | TON | 50 | 2000 | 100000 | EGP | Ind_WastageTrnspt
Damietta Container Terminal-Infra & Bldgs _0216 |  | RFQ-00057 | Mohamed Maher | Operation | 2024-10-14 | Wastage Transportation | Approved | 1884 - Indirect Cost - 00 | عامل حفاذ شامل النقل | TON | 10 | 10 | 48.89 | 488.9 | Ind_WastageTrnspt | جميل عبده هلال ابراهيم | 1884 - Indirect Cost - 00 | عامل حفاذ شامل النقل | TON | 10 | 2200 | 22000 | EGP | Ind_WastageTrnspt
Damietta Container Terminal-Infra & Bldgs _0216 |  | RFQ-00057 | Mohamed Maher | Operation | 2024-10-14 | Wastage Transportation | Approved | 1884 - Indirect Cost - 00 | صوف حرارى | TON | 10 | 10 | 17.78 | 177.8 | Ind_WastageTrnspt | جميل عبده هلال ابراهيم | 1884 - Indirect Cost - 00 | صوف حرارى | TON | 10 | 800 | 8000 | EGP | Ind_WastageTrnspt
Damietta Container Terminal-Infra & Bldgs _0216 |  | RFQ-00057 | Mohamed Maher | Operation | 2024-10-14 | Wastage Transportation | Approved | 1884 - Indirect Cost - 00 | عبوات كيماويات ( شكائر + صفائح ....الخ ) | TON | 10 | 10 | 55.56 | 555.6 | Ind_WastageTrnspt | جميل عبده هلال ابراهيم | 1884 - Indirect Cost - 00 | عبوات كيماويات ( شكائر + صفائح ....الخ ) | TON | 10 | 2500 | 25000 | EGP | Ind_WastageTrnspt
Damietta Container Terminal-Infra & Bldgs _0216 |  | RFQ-00057 | Mohamed Maher | Operation | 2024-10-14 | Wastage Transportation | Approved | 1884 - Indirect Cost - 00 | اعمال النقل للبنود من 2.10 وحتى 2.11 النقلة 4 طن | ECH | 5 | 5 | 111.11 | 555.55 | Ind_WastageTrnspt | جميل عبده هلال ابراهيم | 1884 - Indirect Cost - 00 | اعمال النقل للبنود من 2.10 وحتى 2.11 النقلة 4 طن | ECH | 5 | 5000 | 25000 | EGP | Ind_WastageTrnspt
Damietta Container Terminal-Infra & Bldgs _0216 |  | RFQ-00057 | Mohamed Maher | Operation | 2024-10-14 | Wastage Transportation | Approved | 1884 - Indirect Cost - 00 | مخلفات طبية خطرة ( رسوم تعاقد 1000 ) | KGR | 500 | 500 | 0.4 | 200 | Ind_WastageTrnspt | جميل عبده هلال ابراهيم | 1884 - Indirect Cost - 00 | مخلفات طبية خطرة ( رسوم تعاقد 1000 ) | KGR | 500 | 18 | 9000 | EGP | Ind_WastageTrnspt
Damietta Container Terminal-Infra & Bldgs _0216 |  | RFQ-00057 | Mohamed Maher | Operation | 2024-10-14 | Wastage Transportation | Approved | 1884 - Indirect Cost - 00 | النقل للمخلفات الطبية | ECH | 2 | 2 | 88.89 | 177.78 | Ind_WastageTrnspt | جميل عبده هلال ابراهيم | 1884 - Indirect Cost - 00 | النقل للمخلفات الطبية | ECH | 2 | 4000 | 8000 | EGP | Ind_WastageTrnspt
Katameya Creeks |  | RFQ-00109 | Youssef Abd El Kream | MEP (Electro Mechanical) | 2024-10-03 | Wiring Devices | Approved | All Buildings | support fram-3module | ECH | 406 | 406 | 0 | 0 | SC_Supply/Apply | Mega Electric | All Buildings | support fram-3module | ECH | 406 | 7.9 | 3207.4 | EGP | SC_Supply/Apply
Katameya Creeks |  | RFQ-00109 | Youssef Abd El Kream | MEP (Electro Mechanical) | 2024-10-03 | Wiring Devices | Approved | All Buildings | cover plat-3module-ivory | ECH | 81 | 81 | 0 | 0 | SC_Supply/Apply | Mega Electric | All Buildings | cover plat-3module-ivory | ECH | 81 | 15.76 | 1276.56 | EGP | SC_Supply/Apply
Katameya Creeks |  | RFQ-00109 | Youssef Abd El Kream | MEP (Electro Mechanical) | 2024-10-03 | Wiring Devices | Approved | All Buildings | 2 way switch -ivory | ECH | 10 | 10 | 0 | 0 | SC_Supply/Apply | Mega Electric | All Buildings | 2 way switch -ivory | ECH | 10 | 38.34 | 383.4 | EGP | SC_Supply/Apply
Katameya Creeks |  | RFQ-00109 | Youssef Abd El Kream | MEP (Electro Mechanical) | 2024-10-03 | Wiring Devices | Approved | All Buildings | support fram-4module | ECH | 34 | 34 | 0 | 0 | SC_Supply/Apply | Mega Electric | All Buildings | support fram-4module | ECH | 34 | 19.74 | 671.16 | EGP | SC_Supply/Apply
Katameya Creeks |  | RFQ-00109 | Youssef Abd El Kream | MEP (Electro Mechanical) | 2024-10-03 | Wiring Devices | Approved | All Buildings | cover plat-4module-ivory | ECH | 34 | 34 | 0 | 0 | SC_Supply/Apply | Mega Electric | All Buildings | cover plat-4module-ivory | ECH | 34 | 27.51 | 935.34 | EGP | SC_Supply/Apply
Katameya Creeks |  | RFQ-00109 | Youssef Abd El Kream | MEP (Electro Mechanical) | 2024-10-03 | Wiring Devices | Approved | All Buildings | blanking module key-ivory | ECH | 59 | 59 | 0 | 0 | SC_Supply/Apply | Mega Electric | All Buildings | blanking module key-ivory | ECH | 59 | 4.16 | 245.44 | EGP | SC_Supply/Apply
Katameya Creeks |  | RFQ-00109 | Youssef Abd El Kream | MEP (Electro Mechanical) | 2024-10-03 | Wiring Devices | Approved | All Buildings | IDROBOX-IP55 waterproof-3module-white | ECH | 12 | 12 | 0 | 0 | SC_Supply/Apply | Mega Electric | All Buildings | IDROBOX-IP55 waterproof-3module-white | ECH | 12 | 275.63 | 3307.56 | EGP | SC_Supply/Apply
Katameya Creeks |  | RFQ-00109 | Youssef Abd El Kream | MEP (Electro Mechanical) | 2024-10-03 | Wiring Devices | Approved | All Buildings | IDROBOX-IP55 waterproof-3module-grey | ECH | 72 | 72 | 0 | 0 | SC_Supply/Apply | Mega Electric | All Buildings | IDROBOX-IP55 waterproof-3module-grey | ECH | 72 | 275.63 | 19845.36 | EGP | SC_Supply/Apply
Katameya Creeks |  | RFQ-00109 | Youssef Abd El Kream | MEP (Electro Mechanical) | 2024-10-03 | Wiring Devices | Approved | All Buildings | IDROBOX-IP55 waterproof-4module-white | ECH | 2 | 2 | 0 | 0 | SC_Supply/Apply | Mega Electric | All Buildings | IDROBOX-IP55 waterproof-4module-white | ECH | 2 | 618.55 | 1237.1 | EGP | SC_Supply/Apply
Katameya Creeks |  | RFQ-00109 | Youssef Abd El Kream | MEP (Electro Mechanical) | 2024-10-03 | Wiring Devices | Approved | All Buildings | IDROBOX-IP55 waterproof-4module-grey | ECH | 2 | 2 | 0 | 0 | SC_Supply/Apply | Mega Electric | All Buildings | IDROBOX-IP55 waterproof-4module-grey | ECH | 2 | 670.09 | 1340.18 | EGP | SC_Supply/Apply
Katameya Creeks |  | RFQ-00109 | Youssef Abd El Kream | MEP (Electro Mechanical) | 2024-10-03 | Wiring Devices | Approved | All Buildings | Flush mounting safety breaker 2P, Supplied with Magic Advance cover plate 30A- 220V~ - 1.5KA | ECH | 7 | 7 | 0 | 0 | SC_Supply/Apply | Mega Electric | All Buildings | Flush mounting safety breaker 2P, Supplied with Magic Advance cover plate 30A- 220V~ - 1.5KA | ECH | 7 | 149.65 | 1047.55 | EGP | SC_Supply/Apply
Katameya Creeks |  | RFQ-00109 | Youssef Abd El Kream | MEP (Electro Mechanical) | 2024-10-03 | Wiring Devices | Approved | All Buildings | Surface mounting safety breaker 20A - 220V~ - 1.5KA | ECH | 2 | 2 | 0 | 0 | SC_Supply/Apply | Mega Electric | All Buildings | Surface mounting safety breaker 20A - 220V~ - 1.5KA | ECH | 2 | 129.2 | 258.4 | EGP | SC_Supply/Apply
Katameya Creeks |  | RFQ-00109 | Youssef Abd El Kream | MEP (Electro Mechanical) | 2024-10-03 | Wiring Devices | Approved | All Buildings | Cover plate , 3 modules Matix Edge (iron) | ECH | 5 | 5 | 0 | 0 | SC_Supply/Apply | Mega Electric | All Buildings | Cover plate , 3 modules Matix Edge (iron) | ECH | 5 | 23.64 | 118.2 | EGP | SC_Supply/Apply
Katameya Creeks |  | RFQ-00109 | Youssef Abd El Kream | MEP (Electro Mechanical) | 2024-10-03 | Wiring Devices | Approved | All Buildings | Surface mounting socket P17 - IP44 - 380/415 V~ - 32 A - 3P+N+E | ECH | 3 | 3 | 0 | 0 | SC_Supply/Apply | Mega Electric | All Buildings | Surface mounting socket P17 - IP44 - 380/415 V~ - 32 A - 3P+N+E | ECH | 3 | 758.86 | 2276.58 | EGP | SC_Supply/Apply
Katameya Creeks |  | RFQ-00109 | Youssef Abd El Kream | MEP (Electro Mechanical) | 2024-10-03 | Wiring Devices | Approved | All Buildings | STRAIGHT PLUG P17 ? IP44 ? 380/415 V~ ? 32 A ? 3P+N+E (Legrand 555239 ) | ECH | 67 | 67 | 0 | 0 | SC_Supply/Apply | Mega Electric | All Buildings | STRAIGHT PLUG P17 ? IP44 ? 380/415 V~ ? 32 A ? 3P+N+E (Legrand 555239 ) | ECH | 67 | 417.38 | 27964.46 | EGP | SC_Supply/Apply
Katameya Creeks |  | RFQ-00109 | Youssef Abd El Kream | MEP (Electro Mechanical) | 2024-10-03 | Wiring Devices | Approved | All Buildings | 1W-1G switch white color | ECH | 45 | 45 | 0 | 0 | SC_Supply/Apply | Mega Electric | All Buildings | 1W-1G switch white color | ECH | 45 | 23.55 | 1059.75 | EGP | SC_Supply/Apply
Katameya Creeks |  | RFQ-00109 | Youssef Abd El Kream | MEP (Electro Mechanical) | 2024-10-03 | Wiring Devices | Approved | All Buildings | Blank white color | ECH | 400 | 400 | 0 | 0 | SC_Supply/Apply | Mega Electric | All Buildings | Blank white color | ECH | 400 | 4.16 | 1664 | EGP | SC_Supply/Apply
Katameya Creeks |  | RFQ-00109 | Youssef Abd El Kream | MEP (Electro Mechanical) | 2024-10-03 | Wiring Devices | Approved | All Buildings | cover plate ,3 module white color | ECH | 600 | 600 | 0 | 0 | SC_Supply/Apply | Mega Electric | All Buildings | cover plate ,3 module white color | ECH | 600 | 15.76 | 9456 | EGP | SC_Supply/Apply
Katameya Creeks |  | RFQ-00104 | Youssef Abd El Kream | MEP (Electro Mechanical) | 2024-10-03 | PPR Concealed Valve Acc. | Approved | All Buildings | قلب محبس دفن 1 بوصة | ECH | 300 | 300 | 0 | 0 | SC_Supply | El Maadawy | All Buildings | قلب محبس دفن 1 بوصة | ECH | 300 | 277.1 | 83130 | EGP | SC_Supply
Katameya Creeks |  | RFQ-00108 | Youssef Abd El Kream | MEP (Electro Mechanical) | 2024-10-03 | Pliable Conduit | Approved | All Buildings | خرطوم 20 مم بولي ايثيلين(اللون رمادى) | LM | 500 | 500 | 0 | 0 | SC_Supply | New Ega | All Buildings | خرطوم 20 مم بولي ايثيلين(اللون رمادى) | LM | 500 | 8.8 | 4400 | EGP | SC_Supply
ORA ZED-Ph 2-Pkgs A&D |  | RFQ-00077 | Sarah Al Shaarawy | MEP (Electro Mechanical) | 2024-10-14 | Supply MATV Sockets | Approved | MATV system Material, Acc,Civil, Delivery | MATV outlet 75 ohm coaxial F-type female connector | ECH | 689 | 689 | 527.72 | 363599.08 | SC_Supply/Apply | محمد محمد حمزه وشريكه | MATV system Material, Acc,Civil, Delivery | MATV outlet 75 ohm coaxial F-type female connector | ECH | 689 | 684 | 471276 | EGP | SC_Supply/Apply
Katameya Creeks |  | RFQ-00116 | Youssef Abd El Kream | MEP (Electro Mechanical) | 2024-10-09 | UPVC Pipes | Approved | All Buildings | مواسير UPVC قطر خارجى 160 مم ضغط 6 بار رمادى بجوان | LM | 160 | 160 | 0 | 0 | SC_Supply | Aquaflow | All Buildings | مواسير UPVC قطر خارجى 160 مم ضغط 6 بار رمادى بجوان | LM | 160 | 177.21 | 28353.6 | EGP | SC_Supply
Katameya Creeks |  | RFQ-00116 | Youssef Abd El Kream | MEP (Electro Mechanical) | 2024-10-09 | UPVC Pipes | Approved | All Buildings | مواسير UPVC قطر خارجى 75 مم ضغط 6 بار رمادى لصق | LM | 160 | 160 | 0 | 0 | SC_Supply | Aquaflow | All Buildings | مواسير UPVC قطر خارجى 75 مم ضغط 6 بار رمادى لصق | LM | 160 | 40.29 | 6446.4 | EGP | SC_Supply
Katameya Creeks |  | RFQ-00113 | Youssef Abd El Kream | MEP (Electro Mechanical) | 2024-10-03 | UPVC Cement 717 | Approved | All Buildings | لصق 717 امريكى 1/2 كيلو | ECH | 20 | 20 | 232.45 | 4649 | SC_Supply/Apply | El Maadawy | All Buildings | لصق 717 امريكى 1/2 كيلو | ECH | 20 | 403.51 | 8070.2 | EGP | SC_Supply/Apply
Katameya Creeks |  | RFQ-00120 | Youssef Abd El Kream | MEP (Electro Mechanical) | 2024-10-09 | Wires & Cables | Approved | All Buildings | كابل نحاس ترمو ضغط منخفض مقاس 4 × 25 مم (xlpe/pvc) | LM | 400 | 100 | 348.84 | 34884 | SC_Supply | El Sewedy Electrical Equipment & Cables Co. | All Buildings | كابل نحاس ترمو ضغط منخفض مقاس 4 × 25 مم (xlpe/pvc) | LM | 100 | 755.04 | 75504 | EGP | SC_Supply
Katameya Creeks |  | RFQ-00120 | Youssef Abd El Kream | MEP (Electro Mechanical) | 2024-10-09 | Wires & Cables | Approved | All Buildings | كابل نحاس ترمو ضغط منخفض مقاس 4 × 35 مم (xlpe/pvc) | LM | 250 | 100 | 413.82 | 41382 | SC_Supply | El Sewedy Electrical Equipment & Cables Co. | All Buildings | كابل نحاس ترمو ضغط منخفض مقاس 4 × 35 مم (xlpe/pvc) | LM | 100 | 1038.44 | 103844 | EGP | SC_Supply
Katameya Creeks |  | RFQ-00120 | Youssef Abd El Kream | MEP (Electro Mechanical) | 2024-10-09 | Wires & Cables | Approved | All Buildings | سلك نحاس مصمت مقاس 16 مم اللون أصفر × أخضر (cu/pvc) جهد (750/450) | LM | 1500 | 200 | 61.06 | 12212 | SC_Supply | El Sewedy Electrical Equipment & Cables Co. | All Buildings | سلك نحاس مصمت مقاس 16 مم اللون أصفر × أخضر (cu/pvc) جهد (750/450) | LM | 200 | 98.21 | 19642 | EGP | SC_Supply
Katameya Creeks |  | RFQ-00121 | Youssef Abd El Kream | MEP (Electro Mechanical) | 2024-10-09 | UPVC Fittings | Approved | All Buildings | كوع UPVC مقاس 75 مم رمادى بجوان | ECH | 50 | 50 | 0 | 0 | SC_Supply | El Maadawy | All Buildings | كوع UPVC مقاس 75 مم رمادى بجوان | ECH | 50 | 35.51 | 1775.5 | EGP | SC_Supply
Rabigh CCPP-Civil _K0006 |  | RFQ-00042 | Purchasing Engineers | Purchasing | 2024-09-19 | PVC Water Stop PR 469 | Approved | 03 15 13 WS-0007 | Supercast PVC water stop range 25 cm | MTR | 10000 | 1500 | 26 | 39000 | SC_Supply/Apply | Master Builders solution (Sika) | 03 15 13 WS-0007 | Supercast PVC water stop range 25 cm | MTR | 1500 | 26 | 39000 | SAR | SC_Supply/Apply
Katameya Creeks |  | RFQ-00121 | Youssef Abd El Kream | MEP (Electro Mechanical) | 2024-10-09 | UPVC Fittings | Approved | All Buildings | جلبه UPVC مقاس 160 مم رمادى بجوان | ECH | 25 | 25 | 0 | 0 | SC_Supply | El Maadawy | All Buildings | جلبه UPVC مقاس 160 مم رمادى بجوان | ECH | 25 | 100.66 | 2516.5 | EGP | SC_Supply
Katameya Creeks |  | RFQ-00121 | Youssef Abd El Kream | MEP (Electro Mechanical) | 2024-10-09 | UPVC Fittings | Approved | All Buildings | كوع UPVC مقاس 160 مم رمادى بجوان | ECH | 10 | 10 | 0 | 0 | SC_Supply | El Maadawy | All Buildings | كوع UPVC مقاس 160 مم رمادى بجوان | ECH | 10 | 137.2 | 1372 | EGP | SC_Supply
Katameya Creeks |  | RFQ-00121 | Youssef Abd El Kream | MEP (Electro Mechanical) | 2024-10-09 | UPVC Fittings | Approved | All Buildings | لصق 717 امريكى 1/2 كيلو | ECH | 15 | 15 | 0 | 0 | SC_Supply | El Maadawy | All Buildings | لصق 717 امريكى 1/2 كيلو | ECH | 15 | 232.46 | 3486.9 | EGP | SC_Supply
Katameya Creeks |  | RFQ-00121 | Youssef Abd El Kream | MEP (Electro Mechanical) | 2024-10-09 | UPVC Fittings | Approved | All Buildings | شحم نياتي | KGR | 60 | 60 | 0 | 0 | SC_Supply | El Maadawy | All Buildings | شحم نياتي | KGR | 60 | 43.86 | 2631.6 | EGP | SC_Supply
Damietta Container Terminal-Infra & Bldgs _0216 | 216 | RFQ-00064 | Purchasing Engineers | Purchasing | 2024-10-24 | Supply Curb stone (PR_102593) | Approved | 1884 - Indirect Cost - 00 | بردورة عجالى 50 سم *30 سم * 30 سم | MTR | 200 | 200 | 0 | 0 | MAT_Raw | Samco For General Contracting & Supplies | 1884 - Indirect Cost - 00 | بردورة عجالى 50 سم *30 سم * 30 سم | MTR | 200 | 230 | 46000 | EGP | MAT_Raw
Qasr Rashwan - Lot B _0208 | 208 | RFQ-00068 | Purchasing Engineers | Purchasing | 2024-10-24 | Supply Cement (PR_101237) | Approved | Total | أسمنت مقاوم SRC 42 | TON | 240 | 75 | 0 | 0 | MAT_Raw | الوطن العربى | Total | أسمنت مقاوم SRC 42 | TON | 75 | 3850 | 288750 | EGP | MAT_Raw
Qasr Rashwan Lot A _0207 | 207 | RFQ-00066 | Purchasing Engineers | Purchasing | 2024-10-24 | Supply Cement (PR_100516) | Approved | total | أسمنت مقاوم SRC 42 | TON | 80 | 75 | 0 | 0 | MAT_Raw | الوطن العربى | total | أسمنت مقاوم SRC 42 | TON | 75 | 3850 | 288750 | EGP | MAT_Raw
ORA ZED-Ph 2-Pkgs A&D |  | RFQ-00072 | Sarah Al Shaarawy | MEP (Electro Mechanical) | 2024-09-24 | Supply Fire Alarm System | Approved | Fire alarm system Material, Civil, Delivery | Fire Fighter telepghone control module | ECH | 26 | 26 | 1246.32 | 32404.32 | SC_Supply/Apply | Global Integrated System (GIS) | Fire alarm system Material, Civil, Delivery | Fire Fighter telepghone control module | ECH | 26 | 2740.89 | 71263.14 | EGP | SC_Supply/Apply
ORA ZED-Ph 2-Pkgs A&D |  | RFQ-00069 | Sarah Al Shaarawy | MEP (Electro Mechanical) | 2024-09-16 | Earthing and Lightning System | Approved | E05 | For power network including equipotential bars, cables, taps, bonding,, boxes, clamps, covers, cadwelds, exothermic connections, etc & all necessary earthing accessories. To verify earthing resistance according to the specification. | LS | 1 | 1 | 231204.49 | 231204.49 | SC_Supply/Apply | power solutions | E05 | For power network including equipotential bars, cables, taps, bonding,, boxes, clamps, covers, cadwelds, exothermic connections, etc & all necessary earthing accessories. To verify earthing resistance according to the specification. | LS | 1 | 497943 | 497943 | EGP | SC_Supply/Apply
ORA ZED-Ph 2-Pkgs A&D |  | RFQ-00069 | Sarah Al Shaarawy | MEP (Electro Mechanical) | 2024-09-16 | Earthing and Lightning System | Approved | E06 | For power network including equipotential bars, cables, taps, bonding,, boxes, clamps, covers, cadwelds, exothermic connections, etc & all necessary earthing accessories. To verify earthing resistance according to the specification. | LS | 1 | 1 | 238710.51 | 238710.51 | SC_Supply/Apply | power solutions | E06 | For power network including equipotential bars, cables, taps, bonding,, boxes, clamps, covers, cadwelds, exothermic connections, etc & all necessary earthing accessories. To verify earthing resistance according to the specification. | LS | 1 | 520116.99 | 520116.99 | EGP | SC_Supply/Apply
ORA ZED-Ph 2-Pkgs A&D |  | RFQ-00069 | Sarah Al Shaarawy | MEP (Electro Mechanical) | 2024-09-16 | Earthing and Lightning System | Approved | E07 | For power network including equipotential bars, cables, taps, bonding,, boxes, clamps, covers, cadwelds, exothermic connections, etc & all necessary earthing accessories. To verify earthing resistance according to the specification. | LS | 1 | 1 | 242660.01 | 242660.01 | SC_Supply/Apply | power solutions | E07 | For power network including equipotential bars, cables, taps, bonding,, boxes, clamps, covers, cadwelds, exothermic connections, etc & all necessary earthing accessories. To verify earthing resistance according to the specification. | LS | 1 | 522928.76 | 522928.76 | EGP | SC_Supply/Apply
ORA ZED-Ph 2-Pkgs A&D |  | RFQ-00069 | Sarah Al Shaarawy | MEP (Electro Mechanical) | 2024-09-16 | Earthing and Lightning System | Approved | E08 | For power network including equipotential bars, cables, taps, bonding,, boxes, clamps, covers, cadwelds, exothermic connections, etc & all necessary earthing accessories. To verify earthing resistance according to the specification. | LS | 1 | 1 | 242660.01 | 242660.01 | SC_Supply/Apply | power solutions | E08 | For power network including equipotential bars, cables, taps, bonding,, boxes, clamps, covers, cadwelds, exothermic connections, etc & all necessary earthing accessories. To verify earthing resistance according to the specification. | LS | 1 | 519070.91 | 519070.91 | EGP | SC_Supply/Apply
ORA ZED-Ph 2-Pkgs A&D |  | RFQ-00069 | Sarah Al Shaarawy | MEP (Electro Mechanical) | 2024-09-16 | Earthing and Lightning System | Approved | E05 | Lightning protection system according to drawings and specifications . | LS | 1 | 1 | 154916.22 | 154916.22 | SC_Supply/Apply | power solutions | E05 | Lightning protection system according to drawings and specifications . | LS | 1 | 308927.46 | 308927.46 | EGP | SC_Supply/Apply
ORA ZED-Ph 2-Pkgs A&D |  | RFQ-00069 | Sarah Al Shaarawy | MEP (Electro Mechanical) | 2024-09-16 | Earthing and Lightning System | Approved | E06 | Lightning protection system according to drawings and specifications . | LS | 1 | 1 | 160531.69 | 160531.69 | SC_Supply/Apply | power solutions | E06 | Lightning protection system according to drawings and specifications . | LS | 1 | 306315.08 | 306315.08 | EGP | SC_Supply/Apply
ORA ZED-Ph 2-Pkgs A&D |  | RFQ-00069 | Sarah Al Shaarawy | MEP (Electro Mechanical) | 2024-09-16 | Earthing and Lightning System | Approved | E07 | Lightning protection system according to drawings and specifications . | LS | 1 | 1 | 160531.69 | 160531.69 | SC_Supply/Apply | power solutions | E07 | Lightning protection system according to drawings and specifications . | LS | 1 | 271507.44 | 271507.44 | EGP | SC_Supply/Apply
ORA ZED-Ph 2-Pkgs A&D |  | RFQ-00069 | Sarah Al Shaarawy | MEP (Electro Mechanical) | 2024-09-16 | Earthing and Lightning System | Approved | E08 | Lightning protection system according to drawings and specifications . | LS | 1 | 1 | 160531.69 | 160531.69 | SC_Supply/Apply | power solutions | E08 | Lightning protection system according to drawings and specifications . | LS | 1 | 307595.9 | 307595.9 | EGP | SC_Supply/Apply
ORA ZED-Ph 2-Pkgs A&D |  | RFQ-00069 | Sarah Al Shaarawy | MEP (Electro Mechanical) | 2024-09-16 | Earthing and Lightning System | Approved | Podium D | Complete Integrated earthing network for power and clean including equipotential bars, cables, taps, bonding, boxes, clamps, rods, covers, cadwelds, exothermic connections, etc & all necessary earthing accessories. To verify earthing resistance according to the specification | LS | 1 | 1 | 17758680 | 17758680 | SC_Supply/Apply | power solutions | Podium D | Complete Integrated earthing network for power and clean including equipotential bars, cables, taps, bonding, boxes, clamps, rods, covers, cadwelds, exothermic connections, etc & all necessary earthing accessories. To verify earthing resistance according to the specification | LS | 1 | 15466260 | 15466260 | EGP | SC_Supply/Apply
Katameya Creeks |  | RFQ-00112 | Youssef Abd El Kream | MEP (Electro Mechanical) | 2024-10-03 | UPVC Junction Box | Approved | SERVICE 20 G.Basement.1-3 | بواط واتر بروف مصمت مقاس 22 × 30 × 12 سم | ECH | 50 | 50 | 0 | 0 | SC_Supply/Apply | New Ega | SERVICE 20 G.Basement.1-3 | بواط واتر بروف مصمت مقاس 22 × 30 × 12 سم | ECH | 50 | 241 | 12050 | EGP | SC_Supply/Apply
Mivida BP#189 |  | RFQ-00141 | Mostafa Shourbagi | MEP (Electro Mechanical) | 2024-10-03 | BMS Cables | Approved | 152105.POS | P.R. 94934 → BMS Cables | LS | 1 | 1 | 400000 | 400000 | SC_Supply | الشحنه الكهربائيه للكابلات المتخصصه | 152105.POS | P.R. 94934 → BMS Cables | LS | 1 | 654816 | 654816 | EGP | SC_Supply
Mivida BP#189 |  | RFQ-00141 | Mostafa Shourbagi | MEP (Electro Mechanical) | 2024-10-03 | BMS Cables | Approved | 162600.POs | P.R. 94934 → BMS Cables | LS | 1 | 1 | 25438.61 | 25438.61 | SC_Supply | الشحنه الكهربائيه للكابلات المتخصصه | 162600.POs | P.R. 94934 → BMS Cables | LS | 1 | 2619264 | 2619264 | EGP | SC_Supply
Mivida BP#189 |  | RFQ-00146 | Mostafa Shourbagi | MEP (Electro Mechanical) | 2024-10-15 | HVAC Valves | Approved | 152105. BLD5&6 | PR 101401 - Tenant valves | LS | 1 | 1 | 0 | 0 | SC_Supply | El Masry Group | 152105. BLD5&6 | PR 101401 - Tenant valves | LS | 1 | 532221.53 | 532221.53 | EGP | SC_Supply
Mivida BP#189 |  | RFQ-00146 | Mostafa Shourbagi | MEP (Electro Mechanical) | 2024-10-15 | HVAC Valves | Approved | 152105. BLD5&6 | PR 99280 - Tenant valves | LS | 1 | 1 | 0 | 0 | SC_Supply | El Masry Group | 152105. BLD5&6 | PR 99280 - Tenant valves | LS | 1 | 1241850.24 | 1241850.24 | EGP | SC_Supply
BIOLOGICALS AND BIOSIMILARS MANUFACTURING FACILITY EIPICO 3 _0187 | 187 | RFQ-00176 | Ahmed Saleh | MEP (Electro Mechanical) | 2024-10-24 | Install Pumps & Mechanical labors | Approved | add | Mech Labour | ECH | 1000 | 150 | 0 | 0 | SC_Apply | شعبان مرتضي احمد ابراهيم - شركة الحمد | add | Mech Labour | ECH | 150 | 550 | 82500 | EGP | SC_Apply
BIOLOGICALS AND BIOSIMILARS MANUFACTURING FACILITY EIPICO 3 _0187 | 187 | RFQ-00176 | Ahmed Saleh | MEP (Electro Mechanical) | 2024-10-24 | Install Pumps & Mechanical labors | Approved | add | Mech Ass. Labour | ECH | 1000 | 150 | 0 | 0 | SC_Apply | شعبان مرتضي احمد ابراهيم - شركة الحمد | add | Mech Ass. Labour | ECH | 150 | 400 | 60000 | EGP | SC_Apply
BIOLOGICALS AND BIOSIMILARS MANUFACTURING FACILITY EIPICO 3 _0187 | 187 | RFQ-00176 | Ahmed Saleh | MEP (Electro Mechanical) | 2024-10-24 | Install Pumps & Mechanical labors | Approved | add | Install domestic Pump room and cooling tower pumps and include the following: install Pumps suction and discharge pipes, all interconnecting piping, pressure vessel, valves, strainers, flexible connections, gauges, instrumentations, drain and vents, pipes, fittings, all accessories and submersible pump with all kook up and accessories | ECH | 1 | 1 | 0 | 0 | SC_Apply | شعبان مرتضي احمد ابراهيم - شركة الحمد | add | Install domestic Pump room and cooling tower pumps and include the following: install Pumps suction and discharge pipes, all interconnecting piping, pressure vessel, valves, strainers, flexible connections, gauges, instrumentations, drain and vents, pipes, fittings, all accessories and submersible pump with all kook up and accessories | ECH | 1 | 60000 | 60000 | EGP | SC_Apply
BIOLOGICALS AND BIOSIMILARS MANUFACTURING FACILITY EIPICO 3 _0187 | 187 | RFQ-00176 | Ahmed Saleh | MEP (Electro Mechanical) | 2024-10-24 | Install Pumps & Mechanical labors | Approved | add | Install the submersible pump for bio waste tank with all kook up and accessories | ECH | 1 | 1 | 0 | 0 | SC_Apply | شعبان مرتضي احمد ابراهيم - شركة الحمد | add | Install the submersible pump for bio waste tank with all kook up and accessories | ECH | 1 | 15000 | 15000 | EGP | SC_Apply
Damietta Container Terminal-Infra & Bldgs _0216 | 216 | RFQ-00105 | Ibrahim Ahmed | MEP (Electro Mechanical) | 2024-12-01 | Supply, Installation Fuel System | Approved | 11.19.14 - BUILDING PACKAGE-FUEL STAION-FUEL STORAGE SYSTEM-15483-2.14.2 | Fuel Tanks Cylindrical Diesel fuel tanks, 100 m³ Disel oil (net volume), welded steel vessel, single wall design, suited for semi-buroed installation (gravel filling around),including dome, safety accessories, ladder, foundation, piping flanges, vapor valve, pressure relief valve, painted white (oil- and wear resistant to round gravel, slow inflammable), Over flow prevention valve, Fuel tank vent | ECH | 2 | 2 | 49200 | 98400 | SC_Supply/Apply | شركة الاتحاد الخليجى للتوريدات والمقاولات (جيتكو) | 11.19.14 - BUILDING PACKAGE-FUEL STAION-FUEL STORAGE SYSTEM-15483-2.14.2 | Fuel Tanks Cylindrical Diesel fuel tanks, 100 m³ Disel oil (net volume), welded steel vessel, single wall design, suited for semi-buroed installation (gravel filling around),including dome, safety accessories, ladder, foundation, piping flanges, vapor valve, pressure relief valve, painted white (oil- and wear resistant to round gravel, slow inflammable), Over flow prevention valve, Fuel tank vent | ECH | 2 | 1605000 | 3210000 | EGP | SC_Supply/Apply
Damietta Container Terminal-Infra & Bldgs _0216 | 216 | RFQ-00105 | Ibrahim Ahmed | MEP (Electro Mechanical) | 2024-12-01 | Supply, Installation Fuel System | Approved | 11.19.14 - BUILDING PACKAGE-FUEL STAION-FUEL STORAGE SYSTEM-15483-2.14.2 | Fuel Oil Sumb- Turbine Pump Certified EEx ed IIB T3 design explosionproof submersible electric motor, Multistage centrifugal pumping system for reduced power consumption Split pump/motor design, Bearing cooling and lubrication system for maximum cooling during dispensing, Internal bypass for continual cooling of system prior to dispensing including power and control cables, seamless piping and fittings | ECH | 2 | 2 | 12300 | 24600 | SC_Supply/Apply | شركة الاتحاد الخليجى للتوريدات والمقاولات (جيتكو) | 11.19.14 - BUILDING PACKAGE-FUEL STAION-FUEL STORAGE SYSTEM-15483-2.14.2 | Fuel Oil Sumb- Turbine Pump Certified EEx ed IIB T3 design explosionproof submersible electric motor, Multistage centrifugal pumping system for reduced power consumption Split pump/motor design, Bearing cooling and lubrication system for maximum cooling during dispensing, Internal bypass for continual cooling of system prior to dispensing including power and control cables, seamless piping and fittings | ECH | 2 | 342400 | 684800 | EGP | SC_Supply/Apply
Damietta Container Terminal-Infra & Bldgs _0216 | 216 | RFQ-00105 | Ibrahim Ahmed | MEP (Electro Mechanical) | 2024-12-01 | Supply, Installation Fuel System | Approved | 11.19.14 - BUILDING PACKAGE-FUEL STAION-FUEL STORAGE SYSTEM-15483-2.14.2 | Fuel sensor set for SCADA control system, tank installation, fuel level sensor, temperature sensor, pressure sensor, pump function indicator (e.g. flow meter, pressure gauge), reporting to office computer and via SCADA to Central Control Room, including Digital inventory and leak detection probes, Probe installation kits, Power and control cables | ECH | 2 | 2 | 24600 | 49200 | SC_Supply/Apply | شركة الاتحاد الخليجى للتوريدات والمقاولات (جيتكو) | 11.19.14 - BUILDING PACKAGE-FUEL STAION-FUEL STORAGE SYSTEM-15483-2.14.2 | Fuel sensor set for SCADA control system, tank installation, fuel level sensor, temperature sensor, pressure sensor, pump function indicator (e.g. flow meter, pressure gauge), reporting to office computer and via SCADA to Central Control Room, including Digital inventory and leak detection probes, Probe installation kits, Power and control cables | ECH | 2 | 802500 | 1605000 | EGP | SC_Supply/Apply
Damietta Container Terminal-Infra & Bldgs _0216 | 216 | RFQ-00105 | Ibrahim Ahmed | MEP (Electro Mechanical) | 2024-12-01 | Supply, Installation Fuel System | Approved | 11.19.14 - BUILDING PACKAGE-FUEL STAION-FUEL STORAGE SYSTEM-15483-2.14.1 | Fuel Dispenser Column Delivery and installation of fuel dispenser column with 2 dispenser lines, each separately switchable to tank 1 or 2, each 3 m hose, including Shear valves, Electrical and control cables | ECH | 2 | 2 | 30500 | 61000 | SC_Supply/Apply | شركة الاتحاد الخليجى للتوريدات والمقاولات (جيتكو) | 11.19.14 - BUILDING PACKAGE-FUEL STAION-FUEL STORAGE SYSTEM-15483-2.14.1 | Fuel Dispenser Column Delivery and installation of fuel dispenser column with 2 dispenser lines, each separately switchable to tank 1 or 2, each 3 m hose, including Shear valves, Electrical and control cables | ECH | 2 | 1016500 | 2033000 | EGP | SC_Supply/Apply
Qasr Rashwan - Lot B _0208 |  | RFQ-00060 | Ahmed Sameh | MEP (Electro Mechanical) | 2024-09-18 | LV Panels | Approved | 10.14 - Abd Al Azeem Al Sofy-BILL NO. 3.3: Main Pump Station-3.3.3- | Main Low tension switchboard (0.38kV) complete with all component (C.B, contactors,Electrcal and mechanical interlock, measuring and protection devices …etc), as per Single Line Diagram and Contract Documents (to be erected in pump building). | NO | 1 | 1 | 2522635.5 | 2522635.5 | MAT_Raw | EMAS (ELSEWEDY INDUSTRIES Group) | 10.14 - Abd Al Azeem Al Sofy-BILL NO. 3.3: Main Pump Station-3.3.3- | Main Low tension switchboard (0.38kV) complete with all component (C.B, contactors,Electrcal and mechanical interlock, measuring and protection devices …etc), as per Single Line Diagram and Contract Documents (to be erected in pump building). | NO | 1 | 39671 | 39671 | USD | MAT_Raw
ORA ZED-Ph 2-Pkgs A&D |  | RFQ-00074 | Mohamed Selim | Procurement | 2024-09-26 | Waterproofing | Approved | All areas | Supply & Apply waterproofing membrane 2 layers SBS 4mm from insumat foor Roof : - PRIMERTECH - Bitumen Emulsion cold applied primer waterproofing coating. - 2 layers of INSUSINT N 4000 - SBS Modified Bitumen Membrane. Including skirting & application of geotextile & screed and including all items mentioned in "Method of Measurements" and according to Shop Drawings and Submittal Approval to complete the works as per Consultant's approval. | SQM | 3100 | 3100 | 260.19 | 806589 | SC_Supply/Apply | Troy | All areas | Supply & Apply waterproofing membrane 2 layers SBS 4mm from insumat foor Roof : - PRIMERTECH - Bitumen Emulsion cold applied primer waterproofing coating. - 2 layers of INSUSINT N 4000 - SBS Modified Bitumen Membrane. Including skirting & application of geotextile & screed and including all items mentioned in "Method of Measurements" and according to Shop Drawings and Submittal Approval to complete the works as per Consultant's approval. | SQM | 3100 | 430 | 1333000 | EGP | SC_Supply/Apply
ORA ZED-Ph 2-Pkgs A&D |  | RFQ-00074 | Mohamed Selim | Procurement | 2024-09-26 | Waterproofing | Approved | All areas | Polymer Modified Cement Waterproofing for wet areas : Supply & apply cementitious waterproofing for wet areas & kitchen floors and skirtings : - Two layers of " Masterseal 599 " from BASF | SQM | 3300 | 3300 | 136.75 | 451275 | SC_Supply/Apply | Troy | All areas | Polymer Modified Cement Waterproofing for wet areas : Supply & apply cementitious waterproofing for wet areas & kitchen floors and skirtings : - Two layers of " Masterseal 599 " from BASF | SQM | 3300 | 220 | 726000 | EGP | SC_Supply/Apply
Damietta Container Terminal-Infra & Bldgs _0216 |  | RFQ-00049 | Mohamed Maher | Operation | 2024-10-09 | Engineering Works | Approved | 1884 - Indirect Cost - 00 | Highly Skilled Geologist (Optional)Min. 3 Yrs. hands on experience in Lab testing (Working shift is 26 Days/Month, 9 Hrs. / Day) | MTH | 32 | 32 | 488.89 | 15644.48 | Oth | مصر ريموند | 1884 - Indirect Cost - 00 | Highly Skilled Geologist (Optional)Min. 3 Yrs. hands on experience in Lab testing (Working shift is 26 Days/Month, 9 Hrs. / Day) | MTH | 32 | 20000 | 640000 | EGP | Oth
Damietta Container Terminal-Infra & Bldgs _0216 |  | RFQ-00049 | Mohamed Maher | Operation | 2024-10-09 | Engineering Works | Approved | 1884 - Indirect Cost - 00 | Highly Skilled Laboratory TechnicianMin. 7 Yrs. hands on experience in Lab testing (Working shift is 26 Days/Month, 9 Hrs. / Day) | MTH | 48 | 48 | 330 | 15840 | Oth | مصر ريموند | 1884 - Indirect Cost - 00 | Highly Skilled Laboratory TechnicianMin. 7 Yrs. hands on experience in Lab testing (Working shift is 26 Days/Month, 9 Hrs. / Day) | MTH | 48 | 13500 | 648000 | EGP | Oth
Damietta Container Terminal-Infra & Bldgs _0216 |  | RFQ-00049 | Mohamed Maher | Operation | 2024-10-09 | Engineering Works | Approved | 1884 - Indirect Cost - 00 | Highly Skilled Laboratory Technician Min. 7 Yrs. With ability to perform ( CBR) & (PLT) Test according to project standards (Working shift is 6 Days/week, 9 Hrs. / Day) | MTH | 16 | 16 | 415.55 | 6648.8 | Oth | مصر ريموند | 1884 - Indirect Cost - 00 | Highly Skilled Laboratory Technician Min. 7 Yrs. With ability to perform ( CBR) & (PLT) Test according to project standards (Working shift is 6 Days/week, 9 Hrs. / Day) | MTH | 16 | 17000 | 272000 | EGP | Oth
Damietta Container Terminal-Infra & Bldgs _0216 |  | RFQ-00049 | Mohamed Maher | Operation | 2024-10-09 | Engineering Works | Approved | 1884 - Indirect Cost - 00 | Mobilization (Mob & De mob) | ECH | 2 | 2 | 195.56 | 391.12 | Oth | مصر ريموند | 1884 - Indirect Cost - 00 | Mobilization (Mob & De mob) | ECH | 2 | 8000 | 16000 | EGP | Oth
Damietta Container Terminal-Infra & Bldgs _0216 |  | RFQ-00049 | Mohamed Maher | Operation | 2024-10-09 | Engineering Works | Approved | 1884 - Indirect Cost - 00 | Overtime per hour for Geologist ( 3 years' experience ) | HRS | 0 | 0 | 3.18 | 0 | Oth | مصر ريموند | 1884 - Indirect Cost - 00 | Overtime per hour for Geologist ( 3 years' experience ) | HRS | 0 | 130 | 0 | EGP | Oth
Damietta Container Terminal-Infra & Bldgs _0216 |  | RFQ-00049 | Mohamed Maher | Operation | 2024-10-09 | Engineering Works | Approved | 1884 - Indirect Cost - 00 | Overtime per hour for laboratory Technician (7 years' experience) | HRS | 0 | 0 | 2.08 | 0 | Oth | مصر ريموند | 1884 - Indirect Cost - 00 | Overtime per hour for laboratory Technician (7 years' experience) | HRS | 0 | 85 | 0 | EGP | Oth
MOC HQ at Diriyah _K0005 | K0005 | RFQ-00037 | Sherif Mahmoud | Procurement | 2024-10-23 | Glass partitions | Approved | 14.16 - 10- SPECIALIST & ACCESSORIES-10.1.1 | Aluminum Door Frame for Wooden Door Size : 1015 X 2500 mm | NO | 88 | 88 | 1872.4 | 164771.2 | SC_Supply/Apply | Glass Line | 14.16 - 10- SPECIALIST & ACCESSORIES-10.1.1 | Aluminum Door Frame for Wooden Door Size : 1015 X 2500 mm | NO | 88 | 2466 | 217008 | SAR | SC_Supply/Apply
MOC HQ at Diriyah _K0005 | K0005 | RFQ-00037 | Sherif Mahmoud | Procurement | 2024-10-23 | Glass partitions | Approved | 14.16 - 10- SPECIALIST & ACCESSORIES-10.1.1 | Glass Door G55 Single Glazed -D-05 - 916 X 2500 ≥30db | NO | 242 | 242 | 3817 | 923714 | SC_Supply/Apply | Glass Line | 14.16 - 10- SPECIALIST & ACCESSORIES-10.1.1 | Glass Door G55 Single Glazed -D-05 - 916 X 2500 ≥30db | NO | 242 | 6900 | 1669800 | SAR | SC_Supply/Apply
MOC HQ at Diriyah _K0005 | K0005 | RFQ-00037 | Sherif Mahmoud | Procurement | 2024-10-23 | Glass partitions | Approved | 14.16 - 10- SPECIALIST & ACCESSORIES-10.1.1 | Glass Door G55 Single Glazed -D-05 A - 916 X 2500 ≥33db | NO | 7 | 7 | 3816.9 | 26718.3 | SC_Supply/Apply | Glass Line | 14.16 - 10- SPECIALIST & ACCESSORIES-10.1.1 | Glass Door G55 Single Glazed -D-05 A - 916 X 2500 ≥33db | NO | 7 | 6900 | 48300 | SAR | SC_Supply/Apply
MOC HQ at Diriyah _K0005 | K0005 | RFQ-00037 | Sherif Mahmoud | Procurement | 2024-10-23 | Glass partitions | Approved | 14.16 - 10- SPECIALIST & ACCESSORIES-10.1.1 | Glass Door G55 Single Glazed - D-05 B -916 X 2500 ≥35 db | NO | 56 | 56 | 3816.9 | 213746.4 | SC_Supply/Apply | Glass Line | 14.16 - 10- SPECIALIST & ACCESSORIES-10.1.1 | Glass Door G55 Single Glazed - D-05 B -916 X 2500 ≥35 db | NO | 56 | 6900 | 386400 | SAR | SC_Supply/Apply
MOC HQ at Diriyah _K0005 | K0005 | RFQ-00037 | Sherif Mahmoud | Procurement | 2024-10-23 | Glass partitions | Approved | 14.16 - 10- SPECIALIST & ACCESSORIES-10.1.1 | Glass Door G55 Single Glazed -D-05 C -916 X 2500 ≥35db | NO | 3 | 3 | 3817.01 | 11451.03 | SC_Supply/Apply | Glass Line | 14.16 - 10- SPECIALIST & ACCESSORIES-10.1.1 | Glass Door G55 Single Glazed -D-05 C -916 X 2500 ≥35db | NO | 3 | 6900 | 20700 | SAR | SC_Supply/Apply
MOC HQ at Diriyah _K0005 | K0005 | RFQ-00037 | Sherif Mahmoud | Procurement | 2024-10-23 | Glass partitions | Approved | 14.16 - 10- SPECIALIST & ACCESSORIES-10.1.1 | Glass Door G55 Double Glazed 1015 X 2500 mm | NO | 8 | 8 | 3817 | 30536 | SC_Supply/Apply | Glass Line | 14.16 - 10- SPECIALIST & ACCESSORIES-10.1.1 | Glass Door G55 Double Glazed 1015 X 2500 mm | NO | 8 | 9700 | 77600 | SAR | SC_Supply/Apply
MOC HQ at Diriyah _K0005 | K0005 | RFQ-00037 | Sherif Mahmoud | Procurement | 2024-10-23 | Glass partitions | Approved | 14.16 - 10- SPECIALIST & ACCESSORIES-10.1.1 | DOUBLE GLAZED PARTITION Supply and install Double Glazed Partition joint to achieve acoustic rating of Rw(46)dB. All Aluminium channels in Standard RAL powder‐coated finish (Client to confirm exact RAL 000). Ground & First & scound floor Partition height: 2500 mmH max (Straight) | SQM | 1382 | 1382 | 1460.26 | 2018079.32 | SC_Supply/Apply | Glass Line | 14.16 - 10- SPECIALIST & ACCESSORIES-10.1.1 | DOUBLE GLAZED PARTITION Supply and install Double Glazed Partition joint to achieve acoustic rating of Rw(46)dB. All Aluminium channels in Standard RAL powder‐coated finish (Client to confirm exact RAL 000). Ground & First & scound floor Partition height: 2500 mmH max (Straight) | SQM | 1382 | 1430 | 1976260 | SAR | SC_Supply/Apply
Qasr Rashwan - Lot B _0208 |  | RFQ-00060 | Ahmed Sameh | MEP (Electro Mechanical) | 2024-09-18 | LV Panels | Approved | 13.20 - Iz.Salih Shamatah-BILL NO. 5.2: Store-5.2.1- | Supply, install, connect, test and commission of complete L.V. distribution boards (LP-ST) the price include selectvity study, termination, Identifications, labling, glands, copper luggs as specified and as indicating drawings. System shall be lump sum complete in every respect with all necessary accessories and ancillary works. | NO | 1 | 1 | 16324 | 16324 | MAT_Raw | EMAS (ELSEWEDY INDUSTRIES Group) | 13.20 - Iz.Salih Shamatah-BILL NO. 5.2: Store-5.2.1- | Supply, install, connect, test and commission of complete L.V. distribution boards (LP-ST) the price include selectvity study, termination, Identifications, labling, glands, copper luggs as specified and as indicating drawings. System shall be lump sum complete in every respect with all necessary accessories and ancillary works. | NO | 1 | 333 | 333 | USD | MAT_Raw
Qasr Rashwan - Lot B _0208 |  | RFQ-00060 | Ahmed Sameh | MEP (Electro Mechanical) | 2024-09-18 | LV Panels | Approved | 15.14 - Iz. Al Burm-BILL NO. 3.3: Main Pump Station-3.3.3- | Main Low tension switchboard (0.38kV) complete with all component (C.B, contactors,Electrcal and mechanical interlock, measuring and protection devices …etc), as per Single Line Diagram and Contract Documents (to be erected in pump building). | NO | 1 | 1 | 1914297 | 1914297 | MAT_Raw | EMAS (ELSEWEDY INDUSTRIES Group) | 15.14 - Iz. Al Burm-BILL NO. 3.3: Main Pump Station-3.3.3- | Main Low tension switchboard (0.38kV) complete with all component (C.B, contactors,Electrcal and mechanical interlock, measuring and protection devices …etc), as per Single Line Diagram and Contract Documents (to be erected in pump building). | NO | 1 | 27136 | 27136 | USD | MAT_Raw
Qasr Rashwan - Lot B _0208 |  | RFQ-00060 | Ahmed Sameh | MEP (Electro Mechanical) | 2024-09-18 | LV Panels | Approved | 11.14 - Abd Al Rahman Ibrahim-BILL NO. 3.3: Main Pump Station-3.3.3- | Main Low tension switchboard (0.38kV) complete with all component (C.B, contactors,Electrcal and mechanical interlock, measuring and protection devices …etc), as per Single Line Diagram and Contract Documents (to be erected in pump building). | NO | 1 | 1 | 1905057 | 1905057 | MAT_Raw | EMAS (ELSEWEDY INDUSTRIES Group) | 11.14 - Abd Al Rahman Ibrahim-BILL NO. 3.3: Main Pump Station-3.3.3- | Main Low tension switchboard (0.38kV) complete with all component (C.B, contactors,Electrcal and mechanical interlock, measuring and protection devices …etc), as per Single Line Diagram and Contract Documents (to be erected in pump building). | NO | 1 | 27189 | 27189 | USD | MAT_Raw
Qasr Rashwan - Lot B _0208 |  | RFQ-00060 | Ahmed Sameh | MEP (Electro Mechanical) | 2024-09-18 | LV Panels | Approved | 11.20 - Abd Al Rahman Ibrahim-BILL NO. 5.2: Store-5.2.1- | Supply, install, connect, test and commission of complete L.V. distribution boards (LP-ST) the price include selectvity study, termination, Identifications, labling, glands, copper luggs as specified and as indicating drawings. System shall be lump sum complete in every respect with all necessary accessories and ancillary works. | NO | 1 | 1 | 16324 | 16324 | MAT_Raw | EMAS (ELSEWEDY INDUSTRIES Group) | 11.20 - Abd Al Rahman Ibrahim-BILL NO. 5.2: Store-5.2.1- | Supply, install, connect, test and commission of complete L.V. distribution boards (LP-ST) the price include selectvity study, termination, Identifications, labling, glands, copper luggs as specified and as indicating drawings. System shall be lump sum complete in every respect with all necessary accessories and ancillary works. | NO | 1 | 345 | 345 | USD | MAT_Raw
Qasr Rashwan - Lot B _0208 |  | RFQ-00060 | Ahmed Sameh | MEP (Electro Mechanical) | 2024-09-18 | LV Panels | Approved | 12.14 - Iz. Suleiman Tadrus-BILL NO. 3.3: Main Pump Station-3.3.3- | Main Low tension switchboard (0.38kV) complete with all component (C.B, contactors,Electrcal and mechanical interlock, measuring and protection devices …etc), as per Single Line Diagram and Contract Documents (to be erected in pump building). | NO | 1 | 1 | 1692229 | 1692229 | MAT_Raw | EMAS (ELSEWEDY INDUSTRIES Group) | 12.14 - Iz. Suleiman Tadrus-BILL NO. 3.3: Main Pump Station-3.3.3- | Main Low tension switchboard (0.38kV) complete with all component (C.B, contactors,Electrcal and mechanical interlock, measuring and protection devices …etc), as per Single Line Diagram and Contract Documents (to be erected in pump building). | NO | 1 | 26094 | 26094 | USD | MAT_Raw
Qasr Rashwan - Lot B _0208 |  | RFQ-00060 | Ahmed Sameh | MEP (Electro Mechanical) | 2024-09-18 | LV Panels | Approved | 10.20 - Abd Al Azeem Al Sofy-BILL NO. 5.3: Store-5.2.1- | Supply, install, connect, test and commission of complete L.V. distribution boards (LP-ST) the price include selectvity study, termination, Identifications, labling, glands, copper luggs as specified and as indicating drawings. System shall be lump sum complete in every respect with all necessary accessories and ancillary works. | NO | 1 | 1 | 16324 | 16324 | MAT_Raw | EMAS (ELSEWEDY INDUSTRIES Group) | 10.20 - Abd Al Azeem Al Sofy-BILL NO. 5.3: Store-5.2.1- | Supply, install, connect, test and commission of complete L.V. distribution boards (LP-ST) the price include selectvity study, termination, Identifications, labling, glands, copper luggs as specified and as indicating drawings. System shall be lump sum complete in every respect with all necessary accessories and ancillary works. | NO | 1 | 343 | 343 | USD | MAT_Raw
Qasr Rashwan - Lot B _0208 |  | RFQ-00060 | Ahmed Sameh | MEP (Electro Mechanical) | 2024-09-18 | LV Panels | Approved | 12.20 - Iz. Suleiman Tadrus-BILL NO. 5.2: Store-5.2.1- | Supply, install, connect, test and commission of complete L.V. distribution boards (LP-ST) the price include selectvity study, termination, Identifications, labling, glands, copper luggs as specified and as indicating drawings. System shall be lump sum complete in every respect with all necessary accessories and ancillary works. | NO | 1 | 1 | 16324 | 16324 | MAT_Raw | EMAS (ELSEWEDY INDUSTRIES Group) | 12.20 - Iz. Suleiman Tadrus-BILL NO. 5.2: Store-5.2.1- | Supply, install, connect, test and commission of complete L.V. distribution boards (LP-ST) the price include selectvity study, termination, Identifications, labling, glands, copper luggs as specified and as indicating drawings. System shall be lump sum complete in every respect with all necessary accessories and ancillary works. | NO | 1 | 333 | 333 | USD | MAT_Raw
Qasr Rashwan - Lot B _0208 |  | RFQ-00060 | Ahmed Sameh | MEP (Electro Mechanical) | 2024-09-18 | LV Panels | Approved | 13.14 - Iz.Salih Shamatah-BILL NO. 3.3: Main Pump Station-3.3.3- | Main Low tension switchboard (0.38kV) complete with all component (C.B, contactors,Electrcal and mechanical interlock, measuring and protection devices …etc), as per Single Line Diagram and Contract Documents (to be erected in pump building). | NO | 1 | 1 | 1451642.5 | 1451642.5 | MAT_Raw | EMAS (ELSEWEDY INDUSTRIES Group) | 13.14 - Iz.Salih Shamatah-BILL NO. 3.3: Main Pump Station-3.3.3- | Main Low tension switchboard (0.38kV) complete with all component (C.B, contactors,Electrcal and mechanical interlock, measuring and protection devices …etc), as per Single Line Diagram and Contract Documents (to be erected in pump building). | NO | 1 | 23079 | 23079 | USD | MAT_Raw
Qasr Rashwan - Lot B _0208 |  | RFQ-00060 | Ahmed Sameh | MEP (Electro Mechanical) | 2024-09-18 | LV Panels | Approved | 14.14 - Iz. Abou Hussein-BILL NO. 3.3: Main Pump Station-3.3.3- | Main Low tension switchboard (0.38kV) complete with all component (C.B, contactors,Electrcal and mechanical interlock, measuring and protection devices …etc), as per Single Line Diagram and Contract Documents (to be erected in pump building). | NO | 1 | 1 | 1699351.5 | 1699351.5 | MAT_Raw | EMAS (ELSEWEDY INDUSTRIES Group) | 14.14 - Iz. Abou Hussein-BILL NO. 3.3: Main Pump Station-3.3.3- | Main Low tension switchboard (0.38kV) complete with all component (C.B, contactors,Electrcal and mechanical interlock, measuring and protection devices …etc), as per Single Line Diagram and Contract Documents (to be erected in pump building). | NO | 1 | 25518 | 25518 | USD | MAT_Raw
Qasr Rashwan - Lot B _0208 |  | RFQ-00060 | Ahmed Sameh | MEP (Electro Mechanical) | 2024-09-18 | LV Panels | Approved | 15.20 - Iz. Al Burm-BILL NO. 5.2: Store-5.2.1- | Supply, install, connect, test and commission of complete L.V. distribution boards (LP-ST) the price include selectvity study, termination, Identifications, labling, glands, copper luggs as specified and as indicating drawings. System shall be lump sum complete in every respect with all necessary accessories and ancillary works. | NO | 1 | 1 | 16324 | 16324 | MAT_Raw | EMAS (ELSEWEDY INDUSTRIES Group) | 15.20 - Iz. Al Burm-BILL NO. 5.2: Store-5.2.1- | Supply, install, connect, test and commission of complete L.V. distribution boards (LP-ST) the price include selectvity study, termination, Identifications, labling, glands, copper luggs as specified and as indicating drawings. System shall be lump sum complete in every respect with all necessary accessories and ancillary works. | NO | 1 | 333 | 333 | USD | MAT_Raw
Qasr Rashwan - Lot B _0208 |  | RFQ-00060 | Ahmed Sameh | MEP (Electro Mechanical) | 2024-09-18 | LV Panels | Approved | 14.18 - Iz. Abou Hussein-BILL NO. 4.3: Guard room-4.3.1-a | Supply, install, connect, test and commission of complete L.V. distribution boards (LP-GUR-EXT.) the price include circuit breakers, contactors, relays, timers , photocells, push buttons, selectvity study, termination, Identifications ,labling, glands, copper luggs as specified and as indicating drawings. System shall be lump sum complete in every respect with all necessary accessories and ancillary works. | NO | 1 | 1 | 33379.5 | 33379.5 | MAT_Raw | EMAS (ELSEWEDY INDUSTRIES Group) | 14.18 - Iz. Abou Hussein-BILL NO. 4.3: Guard room-4.3.1-a | Supply, install, connect, test and commission of complete L.V. distribution boards (LP-GUR-EXT.) the price include circuit breakers, contactors, relays, timers , photocells, push buttons, selectvity study, termination, Identifications ,labling, glands, copper luggs as specified and as indicating drawings. System shall be lump sum complete in every respect with all necessary accessories and ancillary works. | NO | 1 | 597 | 597 | USD | MAT_Raw
Qasr Rashwan - Lot B _0208 |  | RFQ-00060 | Ahmed Sameh | MEP (Electro Mechanical) | 2024-09-18 | LV Panels | Approved | 11.18 - Abd Al Rahman Ibrahim-BILL NO. 4.3: Guard room-4.3.1-a | Supply, install, connect, test and commission of complete L.V. distribution boards (LP-GUR-EXT.) the price include circuit breakers, contactors, relays, timers , photocells, push buttons, selectvity study, termination, Identifications ,labling, glands, copper luggs as specified and as indicating drawings. System shall be lump sum complete in every respect with all necessary accessories and ancillary works. | NO | 1 | 1 | 33379.5 | 33379.5 | MAT_Raw | EMAS (ELSEWEDY INDUSTRIES Group) | 11.18 - Abd Al Rahman Ibrahim-BILL NO. 4.3: Guard room-4.3.1-a | Supply, install, connect, test and commission of complete L.V. distribution boards (LP-GUR-EXT.) the price include circuit breakers, contactors, relays, timers , photocells, push buttons, selectvity study, termination, Identifications ,labling, glands, copper luggs as specified and as indicating drawings. System shall be lump sum complete in every respect with all necessary accessories and ancillary works. | NO | 1 | 597 | 597 | USD | MAT_Raw
Qasr Rashwan - Lot B _0208 |  | RFQ-00060 | Ahmed Sameh | MEP (Electro Mechanical) | 2024-09-18 | LV Panels | Approved | 12.18 - Iz. Suleiman Tadrus-BILL NO. 4.3: Guard room-4.3.1-a | Supply, install, connect, test and commission of complete L.V. distribution boards (LP-GUR-EXT.) the price include circuit breakers, contactors, relays, timers , photocells, push buttons, selectvity study, termination, Identifications ,labling, glands, copper luggs as specified and as indicating drawings. System shall be lump sum complete in every respect with all necessary accessories and ancillary works. | NO | 1 | 1 | 33379.5 | 33379.5 | MAT_Raw | EMAS (ELSEWEDY INDUSTRIES Group) | 12.18 - Iz. Suleiman Tadrus-BILL NO. 4.3: Guard room-4.3.1-a | Supply, install, connect, test and commission of complete L.V. distribution boards (LP-GUR-EXT.) the price include circuit breakers, contactors, relays, timers , photocells, push buttons, selectvity study, termination, Identifications ,labling, glands, copper luggs as specified and as indicating drawings. System shall be lump sum complete in every respect with all necessary accessories and ancillary works. | NO | 1 | 597 | 597 | USD | MAT_Raw
Qasr Rashwan - Lot B _0208 |  | RFQ-00060 | Ahmed Sameh | MEP (Electro Mechanical) | 2024-09-18 | LV Panels | Approved | 15.18 - Iz. Al Burm-BILL NO. 4.3: Guard room-4.3.1-a | Supply, install, connect, test and commission of complete L.V. distribution boards (LP-GUR-EXT.) the price include circuit breakers, contactors, relays, timers , photocells, push buttons, selectvity study, termination, Identifications ,labling, glands, copper luggs as specified and as indicating drawings. System shall be lump sum complete in every respect with all necessary accessories and ancillary works. | NO | 1 | 1 | 33379.5 | 33379.5 | MAT_Raw | EMAS (ELSEWEDY INDUSTRIES Group) | 15.18 - Iz. Al Burm-BILL NO. 4.3: Guard room-4.3.1-a | Supply, install, connect, test and commission of complete L.V. distribution boards (LP-GUR-EXT.) the price include circuit breakers, contactors, relays, timers , photocells, push buttons, selectvity study, termination, Identifications ,labling, glands, copper luggs as specified and as indicating drawings. System shall be lump sum complete in every respect with all necessary accessories and ancillary works. | NO | 1 | 597 | 597 | USD | MAT_Raw
Damietta Container Terminal-Infra & Bldgs _0216 |  | RFQ-00049 | Mohamed Maher | Operation | 2024-10-09 | Engineering Works | Approved | 1884 - Indirect Cost - 00 | Soil Laboratory Equipment as Per list B | MTH | 16 | 16 | 146.67 | 2346.72 | Oth | مصر ريموند | 1884 - Indirect Cost - 00 | Soil Laboratory Equipment as Per list B | MTH | 16 | 6000 | 96000 | EGP | Oth
Damietta Container Terminal-Infra & Bldgs _0216 |  | RFQ-00049 | Mohamed Maher | Operation | 2024-10-09 | Engineering Works | Approved | 1884 - Indirect Cost - 00 | Concrete Laboratory Equipment | MTH | 16 | 16 | 293.33 | 4693.28 | Oth | مصر ريموند | 1884 - Indirect Cost - 00 | Concrete Laboratory Equipment | MTH | 16 | 12000 | 192000 | EGP | Oth
Damietta Container Terminal-Infra & Bldgs _0216 |  | RFQ-00049 | Mohamed Maher | Operation | 2024-10-09 | Engineering Works | Approved | 1884 - Indirect Cost - 00 | Lab equipment calibration (every one year or change place of crushing machine) | YR | 1 | 1 | 195.56 | 195.56 | Oth | مصر ريموند | 1884 - Indirect Cost - 00 | Lab equipment calibration (every one year or change place of crushing machine) | YR | 1 | 8000 | 8000 | EGP | Oth
Damietta Container Terminal-Infra & Bldgs _0216 |  | RFQ-00050 | Eslam Sayed | Procurement | 2024-10-09 | maintenance pits for workshop building | Approved | 11.22 - BUILDING PACKAGE-Workshop complex Tech.1nological equipment-11120-2.13.11 & 2.13.11.2 | Workstation Pit "Balzer", long version " 22.50 m " | ECH | 2 | 2 | 278723.05 | 557446.1 | MAT_Raw | Balzer | 11.22 - BUILDING PACKAGE-Workshop complex Tech.1nological equipment-11120-2.13.11 & 2.13.11.2 | Workstation Pit "Balzer", long version " 22.50 m " | ECH | 2 | 286075.6 | 572151.2 | USD | MAT_Raw
Damietta Container Terminal-Infra & Bldgs _0216 |  | RFQ-00050 | Eslam Sayed | Procurement | 2024-10-09 | maintenance pits for workshop building | Approved | 11.22 - BUILDING PACKAGE-Workshop complex Technological equipment-11120-2.13.11.3 & 2.13.11.4 | Workstation Pit "Balzer", long version " 22.50 m " | ECH | 2 | 2 | 278723.05 | 557446.1 | MAT_Raw | Balzer | 11.22 - BUILDING PACKAGE-Workshop complex Technological equipment-11120-2.13.11.3 & 2.13.11.4 | Workstation Pit "Balzer", long version " 22.50 m " | ECH | 2 | 280380.47 | 560760.94 | USD | MAT_Raw
Damietta Container Terminal-Infra & Bldgs _0216 |  | RFQ-00050 | Eslam Sayed | Procurement | 2024-10-09 | maintenance pits for workshop building | Approved | 11.22 - BUILDING PACKAGE-Workshop complex Technological equipment-11120-2.13.11.5 | Workstation Pit "Balzer", version with brake test " 19 m " | ECH | 1 | 1 | 239109.15 | 239109.15 | MAT_Raw | Balzer | 11.22 - BUILDING PACKAGE-Workshop complex Technological equipment-11120-2.13.11.5 | Workstation Pit "Balzer", version with brake test " 19 m " | ECH | 1 | 259292.37 | 259292.37 | USD | MAT_Raw
Damietta Container Terminal-Infra & Bldgs _0216 |  | RFQ-00050 | Eslam Sayed | Procurement | 2024-10-09 | maintenance pits for workshop building | Approved | 11.22 - BUILDING PACKAGE-Workshop complex Technological equipment-11120-2.13.11.6 | Workstation Pit "Balzer", short version " 12.50 m " | ECH | 1 | 1 | 212046.79 | 212046.79 | MAT_Raw | Balzer | 11.22 - BUILDING PACKAGE-Workshop complex Technological equipment-11120-2.13.11.6 | Workstation Pit "Balzer", short version " 12.50 m " | ECH | 1 | 234239.87 | 234239.87 | USD | MAT_Raw
Mivida BP#189 |  | RFQ-00148 | Mostafa Shourbagi | MEP (Electro Mechanical) | 2024-10-16 | Fire & Plumbing Valves | Approved | 152105. BLD5&6 | PR 101401 - Tenant valves | LS | 1 | 1 | 0 | 0 | SC_Supply | Minta | 152105. BLD5&6 | PR 101401 - Tenant valves | LS | 1 | 112035.12 | 112035.12 | EGP | SC_Supply
Mivida BP#189 |  | RFQ-00148 | Mostafa Shourbagi | MEP (Electro Mechanical) | 2024-10-16 | Fire & Plumbing Valves | Approved | 152105. BLD5&6 | PR 99280 - Tenant valves | LS | 1 | 1 | 0 | 0 | SC_Supply | Minta | 152105. BLD5&6 | PR 99280 - Tenant valves | LS | 1 | 2128667.26 | 2128667.26 | EGP | SC_Supply
Mivida BP#189 |  | RFQ-00147 | Mostafa Shourbagi | MEP (Electro Mechanical) | 2024-10-16 | UPVC Pipes | Approved | 152105. Bas | PR 95712 - AC drain pipes | LS | 1 | 1 | 3450 | 3450 | SC_Supply | Roxy | 152105. Bas | PR 95712 - AC drain pipes | LS | 1 | 44048.74 | 44048.74 | EGP | SC_Supply
Damietta Container Terminal-Infra & Bldgs _0216 | 216 | RFQ-00058 | Purchasing Engineers | Purchasing | 2024-10-17 | Ready mix Concrete (PR 98007, 96040) | Approved | Total | Total | CBM | 500 | 450 | 40.47 | 18211.5 | MAT_Raw | جولد ميكس للانشاءات | Total | Total | CBM | 450 | 2625 | 1181250 | EGP | MAT_Raw
Damietta Container Terminal-Infra & Bldgs _0216 | 216 | RFQ-00058 | Purchasing Engineers | Purchasing | 2024-10-17 | Ready mix Concrete (PR 98007, 96040) | Approved | Total | Total | CBM | 250 | 50 | 27.4 | 1370 | MAT_Raw | جولد ميكس للانشاءات | Total | Total | CBM | 50 | 2160 | 108000 | EGP | MAT_Raw
Damietta Container Terminal-Infra & Bldgs _0216 | 216 | RFQ-00058 | Purchasing Engineers | Purchasing | 2024-10-17 | Ready mix Concrete (PR 98007, 96040) | Approved | Total | Total | CBM | 2000 | 100 | 0 | 0 | MAT_Raw | جولد ميكس للانشاءات | Total | Total | CBM | 100 | 1830 | 183000 | EGP | MAT_Raw
Damietta Container Terminal-Infra & Bldgs _0216 | 216 | RFQ-00058 | Purchasing Engineers | Purchasing | 2024-10-17 | Ready mix Concrete (PR 98007, 96040) | Approved | Total | Total | CBM | 1000 | 195 | 0 | 0 | MAT_Raw | جولد ميكس للانشاءات | Total | Total | CBM | 195 | 2145 | 418275 | EGP | MAT_Raw
Damietta Container Terminal-Infra & Bldgs _0216 |  | RFQ-00040 | Ahmed Sameh | MEP (Electro Mechanical) | 2024-10-01 | elevator | Approved | 11.11.11 - Building Package - Terminal House BOQ Elevator Works - 14000 - 2.13.1.1 | Passenger Elevator: Capacity 1000 kg / No. of persons-10 | ECH | 1 | 1 | 111335.4 | 111335.4 | MAT_Raw | يوسف محمد يوسف ابوالعطا وشركاه | 11.11.11 - Building Package - Terminal House BOQ Elevator Works - 14000 - 2.13.1.1 | Passenger Elevator: Capacity 1000 kg / No. of persons-10 | ECH | 1 | 41500 | 41500 | EGP | MAT_Raw
Damietta Container Terminal-Infra & Bldgs _0216 |  | RFQ-00040 | Ahmed Sameh | MEP (Electro Mechanical) | 2024-10-01 | elevator | Approved | 11.11.11 - Building Package - Terminal House BOQ Elevator Works - 14000 - 2.13.1.1 | Passenger Elevator: Capacity 1000 kg / No. of persons-10 | ECH | 1 | 1 | 3258.05 | 3258.05 | SC_Supply/Apply | يوسف محمد يوسف ابوالعطا وشركاه | 11.11.11 - Building Package - Terminal House BOQ Elevator Works - 14000 - 2.13.1.1 | Passenger Elevator: Capacity 1000 kg / No. of persons-10 | ECH | 1 | 3773 | 3773 | EGP | SC_Supply/Apply
MOC HQ at Diriyah _K0005 | K0005 | RFQ-00037 | Sherif Mahmoud | Procurement | 2024-10-23 | Glass partitions | Approved | 14.16 - 10- SPECIALIST & ACCESSORIES-10.1.1 | DOUBLE GLAZED PARTITION Supply and install Double Glazed Partition joint to achieve acoustic rating of Rw(46)dB. All Aluminium channels in Standard RAL powder‐coated finish (Client to confirm exact RAL 000). Ground & First & scound floor Partition height: 2500 mmH max (Curved) | SQM | 112 | 112 | 1460.26 | 163549.12 | SC_Supply/Apply | Glass Line | 14.16 - 10- SPECIALIST & ACCESSORIES-10.1.1 | DOUBLE GLAZED PARTITION Supply and install Double Glazed Partition joint to achieve acoustic rating of Rw(46)dB. All Aluminium channels in Standard RAL powder‐coated finish (Client to confirm exact RAL 000). Ground & First & scound floor Partition height: 2500 mmH max (Curved) | SQM | 112 | 5975 | 669200 | SAR | SC_Supply/Apply
MOC HQ at Diriyah _K0005 | K0005 | RFQ-00037 | Sherif Mahmoud | Procurement | 2024-10-23 | Glass partitions | Approved | 14.16 - 10- SPECIALIST & ACCESSORIES-10.1.1 | DOUBLE GLAZED PARTITION Supply and install Double Glazed Partition joint to achieve acoustic rating of Rw(43)dB. All Aluminium channels in Standard RAL powder‐coated finish (Client to confirm exact RAL 000). Ground & First & scound floor Partition height: 2500 mmH max (Straight) | SQM | 1405 | 1405 | 1460.26 | 2051665.3 | SC_Supply/Apply | Glass Line | 14.16 - 10- SPECIALIST & ACCESSORIES-10.1.1 | DOUBLE GLAZED PARTITION Supply and install Double Glazed Partition joint to achieve acoustic rating of Rw(43)dB. All Aluminium channels in Standard RAL powder‐coated finish (Client to confirm exact RAL 000). Ground & First & scound floor Partition height: 2500 mmH max (Straight) | SQM | 1405 | 1185 | 1664925 | SAR | SC_Supply/Apply
MOC HQ at Diriyah _K0005 | K0005 | RFQ-00037 | Sherif Mahmoud | Procurement | 2024-10-23 | Glass partitions | Approved | 14.16 - 10- SPECIALIST & ACCESSORIES-10.1.1 | DOUBLE GLAZED PARTITION Supply and install Double Glazed Partition joint to achieve acoustic rating of Rw(43)dB. All Aluminium channels in Standard RAL powder‐coated finish (Client to confirm exact RAL 000). Ground & First & scound floor Partition height: 2500 mmH max (Curved) | SQM | 65 | 65 | 1460.26 | 94916.9 | SC_Supply/Apply | Glass Line | 14.16 - 10- SPECIALIST & ACCESSORIES-10.1.1 | DOUBLE GLAZED PARTITION Supply and install Double Glazed Partition joint to achieve acoustic rating of Rw(43)dB. All Aluminium channels in Standard RAL powder‐coated finish (Client to confirm exact RAL 000). Ground & First & scound floor Partition height: 2500 mmH max (Curved) | SQM | 65 | 4800 | 312000 | SAR | SC_Supply/Apply
Qasr Rashwan - Lot B _0208 |  | RFQ-00060 | Ahmed Sameh | MEP (Electro Mechanical) | 2024-09-18 | LV Panels | Approved | 10.18 - Abd Al Azeem Al Sofy-BILL NO. 4.3: Guard room-4.3.1-a | Supply, install, connect, test and commission of complete L.V. distribution boards (LP-GUR-EXT.) the price include circuit breakers, contactors, relays, timers , photocells, push buttons, selectvity study, termination, Identifications ,labling, glands, copper luggs as specified and as indicating drawings. System shall be lump sum complete in every respect with all necessary accessories and ancillary works. | NO | 1 | 1 | 33379.5 | 33379.5 | MAT_Raw | EMAS (ELSEWEDY INDUSTRIES Group) | 10.18 - Abd Al Azeem Al Sofy-BILL NO. 4.3: Guard room-4.3.1-a | Supply, install, connect, test and commission of complete L.V. distribution boards (LP-GUR-EXT.) the price include circuit breakers, contactors, relays, timers , photocells, push buttons, selectvity study, termination, Identifications ,labling, glands, copper luggs as specified and as indicating drawings. System shall be lump sum complete in every respect with all necessary accessories and ancillary works. | NO | 1 | 597 | 597 | USD | MAT_Raw
Qasr Rashwan - Lot B _0208 |  | RFQ-00060 | Ahmed Sameh | MEP (Electro Mechanical) | 2024-09-18 | LV Panels | Approved | 13.18 - Iz.Salih Shamatah-BILL NO. 4.3: Guard room-4.3.1-a | Supply, install, connect, test and commission of complete L.V. distribution boards (LP-GUR-EXT.) the price include circuit breakers, contactors, relays, timers , photocells, push buttons, selectvity study, termination, Identifications ,labling, glands, copper luggs as specified and as indicating drawings. System shall be lump sum complete in every respect with all necessary accessories and ancillary works. | NO | 1 | 1 | 33379.5 | 33379.5 | MAT_Raw | EMAS (ELSEWEDY INDUSTRIES Group) | 13.18 - Iz.Salih Shamatah-BILL NO. 4.3: Guard room-4.3.1-a | Supply, install, connect, test and commission of complete L.V. distribution boards (LP-GUR-EXT.) the price include circuit breakers, contactors, relays, timers , photocells, push buttons, selectvity study, termination, Identifications ,labling, glands, copper luggs as specified and as indicating drawings. System shall be lump sum complete in every respect with all necessary accessories and ancillary works. | NO | 1 | 567 | 567 | USD | MAT_Raw
Qasr Rashwan - Lot B _0208 |  | RFQ-00060 | Ahmed Sameh | MEP (Electro Mechanical) | 2024-09-18 | LV Panels | Approved | 15.25 - Iz. Al Burm-BILL NO.7.2: Generator Shed-7.2.1-a | Supply, install, connect, test and commission of complete L.V. distribution boards (LP-GEN. SHED) the price include selectvity study, termination, Identifications, labling, glands, copper luggs as specified and as indicating drawings. System shall be lump sum complete in every respect with all necessary accessories and ancillary works. | NO | 1 | 1 | 27500 | 27500 | MAT_Raw | EMAS (ELSEWEDY INDUSTRIES Group) | 15.25 - Iz. Al Burm-BILL NO.7.2: Generator Shed-7.2.1-a | Supply, install, connect, test and commission of complete L.V. distribution boards (LP-GEN. SHED) the price include selectvity study, termination, Identifications, labling, glands, copper luggs as specified and as indicating drawings. System shall be lump sum complete in every respect with all necessary accessories and ancillary works. | NO | 1 | 355 | 355 | USD | MAT_Raw
Qasr Rashwan - Lot B _0208 |  | RFQ-00060 | Ahmed Sameh | MEP (Electro Mechanical) | 2024-09-18 | LV Panels | Approved | 10.25 - Abd Al Azeem Al Sofy-BILL NO.7.2: Generator Shed-7.2.1-a | Supply, install, connect, test and commission of complete L.V. distribution boards (LP-GEN. SHED) the price include selectvity study, termination, Identifications, labling, glands, copper luggs as specified and as indicating drawings. System shall be lump sum complete in every respect with all necessary accessories and ancillary works. | NO | 1 | 1 | 27500 | 27500 | MAT_Raw | EMAS (ELSEWEDY INDUSTRIES Group) | 10.25 - Abd Al Azeem Al Sofy-BILL NO.7.2: Generator Shed-7.2.1-a | Supply, install, connect, test and commission of complete L.V. distribution boards (LP-GEN. SHED) the price include selectvity study, termination, Identifications, labling, glands, copper luggs as specified and as indicating drawings. System shall be lump sum complete in every respect with all necessary accessories and ancillary works. | NO | 1 | 355 | 355 | USD | MAT_Raw
Qasr Rashwan - Lot B _0208 |  | RFQ-00060 | Ahmed Sameh | MEP (Electro Mechanical) | 2024-09-18 | LV Panels | Approved | 14.13 - Iz. Abou Hussein-BILL NO. 3.2: Main Pump Station-3.2.1- | Supply, install, connect, test and commission of complete L.V. distribution boards (LP-PS) the price include selectvity study, termination, Identifications, labling, glands, copper luggs as specified and as indicating drawings. System shall be lump sum complete in every respect with all necessary accessories and ancillary works. | NO | 1 | 1 | 27912.5 | 27912.5 | MAT_Raw | EMAS (ELSEWEDY INDUSTRIES Group) | 14.13 - Iz. Abou Hussein-BILL NO. 3.2: Main Pump Station-3.2.1- | Supply, install, connect, test and commission of complete L.V. distribution boards (LP-PS) the price include selectvity study, termination, Identifications, labling, glands, copper luggs as specified and as indicating drawings. System shall be lump sum complete in every respect with all necessary accessories and ancillary works. | NO | 1 | 529 | 529 | USD | MAT_Raw
Qasr Rashwan - Lot B _0208 |  | RFQ-00060 | Ahmed Sameh | MEP (Electro Mechanical) | 2024-09-18 | LV Panels | Approved | 15.13 - Iz. Al Burm-BILL NO. 3.2: Main Pump Station-3.2.1- | Supply, install, connect, test and commission of complete L.V. distribution boards (LP-PS) the price include selectvity study, termination, Identifications, labling, glands, copper luggs as specified and as indicating drawings. System shall be lump sum complete in every respect with all necessary accessories and ancillary works. | NO | 1 | 1 | 27912.5 | 27912.5 | MAT_Raw | EMAS (ELSEWEDY INDUSTRIES Group) | 15.13 - Iz. Al Burm-BILL NO. 3.2: Main Pump Station-3.2.1- | Supply, install, connect, test and commission of complete L.V. distribution boards (LP-PS) the price include selectvity study, termination, Identifications, labling, glands, copper luggs as specified and as indicating drawings. System shall be lump sum complete in every respect with all necessary accessories and ancillary works. | NO | 1 | 541 | 541 | USD | MAT_Raw
Qasr Rashwan - Lot B _0208 |  | RFQ-00060 | Ahmed Sameh | MEP (Electro Mechanical) | 2024-09-18 | LV Panels | Approved | 13.25 - Iz.Salih Shamatah-BILL NO.7.2: Generator Shed-7.2.1-a | Supply, install, connect, test and commission of complete L.V. distribution boards (LP-GEN. SHED) the price include selectvity study, termination, Identifications, labling, glands, copper luggs as specified and as indicating drawings. System shall be lump sum complete in every respect with all necessary accessories and ancillary works. | NO | 1 | 1 | 27500 | 27500 | MAT_Raw | EMAS (ELSEWEDY INDUSTRIES Group) | 13.25 - Iz.Salih Shamatah-BILL NO.7.2: Generator Shed-7.2.1-a | Supply, install, connect, test and commission of complete L.V. distribution boards (LP-GEN. SHED) the price include selectvity study, termination, Identifications, labling, glands, copper luggs as specified and as indicating drawings. System shall be lump sum complete in every respect with all necessary accessories and ancillary works. | NO | 1 | 355 | 355 | USD | MAT_Raw
Qasr Rashwan - Lot B _0208 |  | RFQ-00060 | Ahmed Sameh | MEP (Electro Mechanical) | 2024-09-18 | LV Panels | Approved | 14.23 - Iz. Abou Hussein-BILL NO. 6.2: Generator Shed-6.2.1-a | Supply, install, connect, test and commission of complete L.V. distribution boards (LP-GEN. SHED) the price include selectvity study, termination, Identifications, labling, glands, copper luggs as specified and as indicating drawings. System shall be lump sum complete in every respect with all necessary accessories and ancillary works. | NO | 1 | 1 | 27500 | 27500 | MAT_Raw | EMAS (ELSEWEDY INDUSTRIES Group) | 14.23 - Iz. Abou Hussein-BILL NO. 6.2: Generator Shed-6.2.1-a | Supply, install, connect, test and commission of complete L.V. distribution boards (LP-GEN. SHED) the price include selectvity study, termination, Identifications, labling, glands, copper luggs as specified and as indicating drawings. System shall be lump sum complete in every respect with all necessary accessories and ancillary works. | NO | 1 | 355 | 355 | USD | MAT_Raw
Qasr Rashwan - Lot B _0208 |  | RFQ-00060 | Ahmed Sameh | MEP (Electro Mechanical) | 2024-09-18 | LV Panels | Approved | 11.25 - Abd Al Rahman Ibrahim-BILL NO.7.2: Generator Shed-7.2.1-a | Supply, install, connect, test and commission of complete L.V. distribution boards (LP-GEN. SHED) the price include selectvity study, termination, Identifications, labling, glands, copper luggs as specified and as indicating drawings. System shall be lump sum complete in every respect with all necessary accessories and ancillary works. | NO | 1 | 1 | 27500 | 27500 | MAT_Raw | EMAS (ELSEWEDY INDUSTRIES Group) | 11.25 - Abd Al Rahman Ibrahim-BILL NO.7.2: Generator Shed-7.2.1-a | Supply, install, connect, test and commission of complete L.V. distribution boards (LP-GEN. SHED) the price include selectvity study, termination, Identifications, labling, glands, copper luggs as specified and as indicating drawings. System shall be lump sum complete in every respect with all necessary accessories and ancillary works. | NO | 1 | 355 | 355 | USD | MAT_Raw
Qasr Rashwan - Lot B _0208 |  | RFQ-00060 | Ahmed Sameh | MEP (Electro Mechanical) | 2024-09-18 | LV Panels | Approved | 13.13 - Iz.Salih Shamatah-BILL NO. 3.2: Main Pump Station-3.2.1- | Supply, install, connect, test and commission of complete L.V. distribution boards (LP-PS) the price include selectvity study, termination, Identifications, labling, glands, copper luggs as specified and as indicating drawings. System shall be lump sum complete in every respect with all necessary accessories and ancillary works. | NO | 1 | 1 | 27912.5 | 27912.5 | MAT_Raw | EMAS (ELSEWEDY INDUSTRIES Group) | 13.13 - Iz.Salih Shamatah-BILL NO. 3.2: Main Pump Station-3.2.1- | Supply, install, connect, test and commission of complete L.V. distribution boards (LP-PS) the price include selectvity study, termination, Identifications, labling, glands, copper luggs as specified and as indicating drawings. System shall be lump sum complete in every respect with all necessary accessories and ancillary works. | NO | 1 | 529 | 529 | USD | MAT_Raw
Qasr Rashwan - Lot B _0208 |  | RFQ-00060 | Ahmed Sameh | MEP (Electro Mechanical) | 2024-09-18 | LV Panels | Approved | 11.13 - Abd Al Rahman Ibrahim-BILL NO. 3.2: Main Pump Station-3.2.1- | Supply, install, connect, test and commission of complete L.V. distribution boards (LP-PS) the price include selectvity study, termination, Identifications, labling, glands, copper luggs as specified and as indicating drawings. System shall be lump sum complete in every respect with all necessary accessories and ancillary works. | NO | 1 | 1 | 27912.5 | 27912.5 | MAT_Raw | EMAS (ELSEWEDY INDUSTRIES Group) | 11.13 - Abd Al Rahman Ibrahim-BILL NO. 3.2: Main Pump Station-3.2.1- | Supply, install, connect, test and commission of complete L.V. distribution boards (LP-PS) the price include selectvity study, termination, Identifications, labling, glands, copper luggs as specified and as indicating drawings. System shall be lump sum complete in every respect with all necessary accessories and ancillary works. | NO | 1 | 529 | 529 | USD | MAT_Raw
Qasr Rashwan - Lot B _0208 |  | RFQ-00060 | Ahmed Sameh | MEP (Electro Mechanical) | 2024-09-18 | LV Panels | Approved | 10.13 - Abd Al Azeem Al Sofy-BILL NO. 3.2: Main Pump Station-3.2.1- | Supply, install, connect, test and commission of complete L.V. distribution boards (LP-PS) the price include selectvity study, termination, Identifications, labling, glands, copper luggs as specified and as indicating drawings. System shall be lump sum complete in every respect with all necessary accessories and ancillary works. | NO | 1 | 1 | 27912.5 | 27912.5 | MAT_Raw | EMAS (ELSEWEDY INDUSTRIES Group) | 10.13 - Abd Al Azeem Al Sofy-BILL NO. 3.2: Main Pump Station-3.2.1- | Supply, install, connect, test and commission of complete L.V. distribution boards (LP-PS) the price include selectvity study, termination, Identifications, labling, glands, copper luggs as specified and as indicating drawings. System shall be lump sum complete in every respect with all necessary accessories and ancillary works. | NO | 1 | 529 | 529 | USD | MAT_Raw
Qasr Rashwan - Lot B _0208 |  | RFQ-00060 | Ahmed Sameh | MEP (Electro Mechanical) | 2024-09-18 | LV Panels | Approved | 12.13 - Iz. Suleiman Tadrus-BILL NO. 3.2: Main Pump Station-3.2.1- | Supply, install, connect, test and commission of complete L.V. distribution boards (LP-PS) the price include selectvity study, termination, Identifications, labling, glands, copper luggs as specified and as indicating drawings. System shall be lump sum complete in every respect with all necessary accessories and ancillary works. | NO | 1 | 1 | 27912.5 | 27912.5 | MAT_Raw | EMAS (ELSEWEDY INDUSTRIES Group) | 12.13 - Iz. Suleiman Tadrus-BILL NO. 3.2: Main Pump Station-3.2.1- | Supply, install, connect, test and commission of complete L.V. distribution boards (LP-PS) the price include selectvity study, termination, Identifications, labling, glands, copper luggs as specified and as indicating drawings. System shall be lump sum complete in every respect with all necessary accessories and ancillary works. | NO | 1 | 529 | 529 | USD | MAT_Raw
Qasr Rashwan - Lot B _0208 |  | RFQ-00060 | Ahmed Sameh | MEP (Electro Mechanical) | 2024-09-18 | LV Panels | Approved | 12.25 - Iz. Suleiman Tadrus-BILL NO.7.2: Generator Shed-7.2.1-a | Supply, install, connect, test and commission of complete L.V. distribution boards (LP-GEN. SHED) the price include selectvity study, termination, Identifications, labling, glands, copper luggs as specified and as indicating drawings. System shall be lump sum complete in every respect with all necessary accessories and ancillary works. | NO | 1 | 1 | 27500 | 27500 | MAT_Raw | EMAS (ELSEWEDY INDUSTRIES Group) | 12.25 - Iz. Suleiman Tadrus-BILL NO.7.2: Generator Shed-7.2.1-a | Supply, install, connect, test and commission of complete L.V. distribution boards (LP-GEN. SHED) the price include selectvity study, termination, Identifications, labling, glands, copper luggs as specified and as indicating drawings. System shall be lump sum complete in every respect with all necessary accessories and ancillary works. | NO | 1 | 355 | 355 | USD | MAT_Raw
Damietta Container Terminal-Infra & Bldgs _0216 |  | RFQ-00051 | Mohamed Maher | Operation | 2024-10-09 | Mobilization | Approved | 1884 - Indirect Cost - 00 | مواسير UPVC 6 بوصة | MTR | 490 | 490 | 14.44 | 7075.6 | Oth | محمد منير عبدالمجيد احمد شلاطه وشركاه | 1884 - Indirect Cost - 00 | مواسير UPVC 6 بوصة | MTR | 490 | 650 | 318500 | EGP | Oth
Damietta Container Terminal-Infra & Bldgs _0216 |  | RFQ-00051 | Mohamed Maher | Operation | 2024-10-09 | Mobilization | Approved | 1884 - Indirect Cost - 00 | مواسير UPVC 4 بوصة | MTR | 382 | 382 | 10 | 3820 | Oth | محمد منير عبدالمجيد احمد شلاطه وشركاه | 1884 - Indirect Cost - 00 | مواسير UPVC 4 بوصة | MTR | 382 | 450 | 171900 | EGP | Oth
Damietta Container Terminal-Infra & Bldgs _0216 |  | RFQ-00051 | Mohamed Maher | Operation | 2024-10-09 | Mobilization | Approved | 1884 - Indirect Cost - 00 | مواسير UPVC 2 بوصة | MTR | 391 | 391 | 7.78 | 3041.98 | Oth | محمد منير عبدالمجيد احمد شلاطه وشركاه | 1884 - Indirect Cost - 00 | مواسير UPVC 2 بوصة | MTR | 391 | 350 | 136850 | EGP | Oth
Damietta Container Terminal-Infra & Bldgs _0216 |  | RFQ-00051 | Mohamed Maher | Operation | 2024-10-09 | Mobilization | Approved | 1884 - Indirect Cost - 00 | مواسير UPVC 1 بوصة | MTR | 448 | 448 | 3.11 | 1393.28 | Oth | محمد منير عبدالمجيد احمد شلاطه وشركاه | 1884 - Indirect Cost - 00 | مواسير UPVC 1 بوصة | MTR | 448 | 140 | 62720 | EGP | Oth
Damietta Container Terminal-Infra & Bldgs _0216 |  | RFQ-00051 | Mohamed Maher | Operation | 2024-10-09 | Mobilization | Approved | 1884 - Indirect Cost - 00 | مواسير 1 بوصة بولي | MTR | 622 | 622 | 3.33 | 2071.26 | Oth | محمد منير عبدالمجيد احمد شلاطه وشركاه | 1884 - Indirect Cost - 00 | مواسير 1 بوصة بولي | MTR | 622 | 150 | 93300 | EGP | Oth
Damietta Container Terminal-Infra & Bldgs _0216 |  | RFQ-00051 | Mohamed Maher | Operation | 2024-10-09 | Mobilization | Approved | 1884 - Indirect Cost - 00 | مواسير 3/4 بوصة بولي | MTR | 186 | 186 | 2.11 | 392.46 | Oth | محمد منير عبدالمجيد احمد شلاطه وشركاه | 1884 - Indirect Cost - 00 | مواسير 3/4 بوصة بولي | MTR | 186 | 95 | 17670 | EGP | Oth
Damietta Container Terminal-Infra & Bldgs _0216 |  | RFQ-00051 | Mohamed Maher | Operation | 2024-10-09 | Mobilization | Approved | 1884 - Indirect Cost - 00 | مواسير 3 بوصة بولي | MTR | 74 | 74 | 10 | 740 | Oth | محمد منير عبدالمجيد احمد شلاطه وشركاه | 1884 - Indirect Cost - 00 | مواسير 3 بوصة بولي | MTR | 74 | 450 | 33300 | EGP | Oth
Damietta Container Terminal-Infra & Bldgs _0216 |  | RFQ-00051 | Mohamed Maher | Operation | 2024-10-09 | Mobilization | Approved | 1884 - Indirect Cost - 00 | بالمتر المسطح اعمال مصنعيات تركيب انترلوك لزوم اعمال mobilization الخاص بمكاتب الشركة و الاستشاري | SQM | 1250 | 1250 | 6 | 7500 | Oth | محمد منير عبدالمجيد احمد شلاطه وشركاه | 1884 - Indirect Cost - 00 | بالمتر المسطح اعمال مصنعيات تركيب انترلوك لزوم اعمال mobilization الخاص بمكاتب الشركة و الاستشاري | SQM | 1250 | 270 | 337500 | EGP | Oth
Damietta Container Terminal-Infra & Bldgs _0216 |  | RFQ-00051 | Mohamed Maher | Operation | 2024-10-09 | Mobilization | Approved | 1884 - Indirect Cost - 00 | بالمتر الطولي اعمال مصنعيات تركيب بردوره لزوم اعمال mobilization الخاص بمكاتب الشركة و الاستشاري | MTR | 110 | 110 | 5.56 | 611.6 | Oth | محمد منير عبدالمجيد احمد شلاطه وشركاه | 1884 - Indirect Cost - 00 | بالمتر الطولي اعمال مصنعيات تركيب بردوره لزوم اعمال mobilization الخاص بمكاتب الشركة و الاستشاري | MTR | 110 | 250 | 27500 | EGP | Oth
Damietta Container Terminal-Infra & Bldgs _0216 |  | RFQ-00051 | Mohamed Maher | Operation | 2024-10-09 | Mobilization | Approved | 1884 - Indirect Cost - 00 | بالمقطوعية توصيل خزان المياه و تركيب المحابس و خلافة | LS | 1 | 1 | 1666.67 | 1666.67 | Oth | محمد منير عبدالمجيد احمد شلاطه وشركاه | 1884 - Indirect Cost - 00 | بالمقطوعية توصيل خزان المياه و تركيب المحابس و خلافة | LS | 1 | 75000 | 75000 | EGP | Oth
Katameya Creeks |  | RFQ-00095 | Youssef Abd El Kream | MEP (Electro Mechanical) | 2024-09-04 | Pipe Clamps | Approved | All Buildings | pipe clamp size 1.25" | ECH | 450 | 80 | 32.83 | 2626.4 | SC_Supply | Al Nour | All Buildings | pipe clamp size 1.25" | ECH | 80 | 27.7 | 2216 | EGP | SC_Supply
Mivida BP#189 |  | RFQ-00142 | Ahmed Saleh | MEP (Electro Mechanical) | 2024-10-03 | B05 & B06 MEP Works Escalation | Approved | 152105.BLD05 | 25 mm | ECH | 15 | 15 | 354.96 | 5324.4 | SC_Supply/Apply | ايزامو للاعمال هندسيه مهندسون ومقاولون | 152105.BLD05 | 25 mm | ECH | 15 | 1975 | 29625 | EGP | SC_Supply/Apply
Mivida BP#189 |  | RFQ-00142 | Ahmed Saleh | MEP (Electro Mechanical) | 2024-10-03 | B05 & B06 MEP Works Escalation | Approved | 152105.BLD05 | Supply & Install Pendent, concealed, chrome plated, K 5.6 | ECH | 110 | 80 | 188.64 | 15091.2 | SC_Supply/Apply | ايزامو للاعمال هندسيه مهندسون ومقاولون | 152105.BLD05 | Supply & Install Pendent, concealed, chrome plated, K 5.6 | ECH | 80 | 1725 | 138000 | EGP | SC_Supply/Apply
Mivida BP#189 |  | RFQ-00142 | Ahmed Saleh | MEP (Electro Mechanical) | 2024-10-03 | B05 & B06 MEP Works Escalation | Approved | 152105.BLD05 | Supply & Install Upright, brass, K 5.6 | ECH | 27 | 11 | 92.16 | 1013.76 | SC_Supply/Apply | ايزامو للاعمال هندسيه مهندسون ومقاولون | 152105.BLD05 | Supply & Install Upright, brass, K 5.6 | ECH | 11 | 608 | 6688 | EGP | SC_Supply/Apply
Mivida BP#189 |  | RFQ-00142 | Ahmed Saleh | MEP (Electro Mechanical) | 2024-10-03 | B05 & B06 MEP Works Escalation | Approved | 152105.BLD05 | 40 mm | ECH | 6 | 6 | 708.48 | 4250.88 | SC_Supply/Apply | ايزامو للاعمال هندسيه مهندسون ومقاولون | 152105.BLD05 | 40 mm | ECH | 6 | 5252 | 31512 | EGP | SC_Supply/Apply
Mivida BP#189 |  | RFQ-00142 | Ahmed Saleh | MEP (Electro Mechanical) | 2024-10-03 | B05 & B06 MEP Works Escalation | Approved | 152105.BLD05 | Dim 25mm | ECH | 39 | 39 | 860.4 | 33555.6 | SC_Supply/Apply | ايزامو للاعمال هندسيه مهندسون ومقاولون | 152105.BLD05 | Dim 25mm | ECH | 39 | 7117 | 277563 | EGP | SC_Supply/Apply
Mivida BP#189 |  | RFQ-00142 | Ahmed Saleh | MEP (Electro Mechanical) | 2024-10-03 | B05 & B06 MEP Works Escalation | Approved | 152105.BLD05 | ZCS 100mm | ECH | 4 | 1 | 10820.88 | 10820.88 | SC_Supply/Apply | ايزامو للاعمال هندسيه مهندسون ومقاولون | 152105.BLD05 | ZCS 100mm | ECH | 1 | 87659 | 87659 | EGP | SC_Supply/Apply
Mivida BP#189 |  | RFQ-00142 | Ahmed Saleh | MEP (Electro Mechanical) | 2024-10-03 | B05 & B06 MEP Works Escalation | Approved | 152105.BLD05 | 50 mm | ECH | 3 | 3 | 1082.16 | 3246.48 | SC_Supply/Apply | ايزامو للاعمال هندسيه مهندسون ومقاولون | 152105.BLD05 | 50 mm | ECH | 3 | 5660 | 16980 | EGP | SC_Supply/Apply
Mivida BP#189 |  | RFQ-00142 | Ahmed Saleh | MEP (Electro Mechanical) | 2024-10-03 | B05 & B06 MEP Works Escalation | Approved | 152105.BLD05 | 25 mm | ECH | 58 | 54 | 4523.76 | 244283.04 | SC_Supply/Apply | ايزامو للاعمال هندسيه مهندسون ومقاولون | 152105.BLD05 | 25 mm | ECH | 54 | 4510 | 243540 | EGP | SC_Supply/Apply
Mivida BP#189 |  | RFQ-00142 | Ahmed Saleh | MEP (Electro Mechanical) | 2024-10-03 | B05 & B06 MEP Works Escalation | Approved | 152105.BLD05 | 25 mm | ECH | 58 | 58 | 335.52 | 19460.16 | SC_Supply/Apply | ايزامو للاعمال هندسيه مهندسون ومقاولون | 152105.BLD05 | 25 mm | ECH | 58 | 2285 | 132530 | EGP | SC_Supply/Apply
Mivida BP#189 |  | RFQ-00142 | Ahmed Saleh | MEP (Electro Mechanical) | 2024-10-03 | B05 & B06 MEP Works Escalation | Approved | 152105.BLD05 | Duct work, un-insulated. | TON | 3.5 | 1.04 | 31628.16 | 32893.29 | SC_Supply/Apply | ايزامو للاعمال هندسيه مهندسون ومقاولون | 152105.BLD05 | Duct work, un-insulated. | TON | 1.04 | 122168 | 127054.72 | EGP | SC_Supply/Apply
Mivida BP#189 |  | RFQ-00142 | Ahmed Saleh | MEP (Electro Mechanical) | 2024-10-03 | B05 & B06 MEP Works Escalation | Approved | 152105.BLD05 | ø125 Out Door | MTR | 70 | 60 | 1235.52 | 74131.2 | SC_Supply/Apply | ايزامو للاعمال هندسيه مهندسون ومقاولون | 152105.BLD05 | ø125 Out Door | MTR | 60 | 4953 | 297180 | EGP | SC_Supply/Apply
Mivida BP#189 |  | RFQ-00142 | Ahmed Saleh | MEP (Electro Mechanical) | 2024-10-03 | B05 & B06 MEP Works Escalation | Approved | 152105.BLD05 | ø150 Out Door | MTR | 55 | 42 | 1266.48 | 53192.16 | SC_Supply/Apply | ايزامو للاعمال هندسيه مهندسون ومقاولون | 152105.BLD05 | ø150 Out Door | MTR | 42 | 3869 | 162498 | EGP | SC_Supply/Apply
Mivida BP#189 |  | RFQ-00142 | Ahmed Saleh | MEP (Electro Mechanical) | 2024-10-03 | B05 & B06 MEP Works Escalation | Approved | 152105.BLD05 | Dim 32mm | ECH | 10 | 10 | 982.8 | 9828 | SC_Supply/Apply | ايزامو للاعمال هندسيه مهندسون ومقاولون | 152105.BLD05 | Dim 32mm | ECH | 10 | 7809 | 78090 | EGP | SC_Supply/Apply
Mivida BP#189 |  | RFQ-00142 | Ahmed Saleh | MEP (Electro Mechanical) | 2024-10-03 | B05 & B06 MEP Works Escalation | Approved | 152105.BLD05 | Dim 40mm | ECH | 4 | 4 | 1202.4 | 4809.6 | SC_Supply/Apply | ايزامو للاعمال هندسيه مهندسون ومقاولون | 152105.BLD05 | Dim 40mm | ECH | 4 | 10253 | 41012 | EGP | SC_Supply/Apply
Mivida BP#189 |  | RFQ-00142 | Ahmed Saleh | MEP (Electro Mechanical) | 2024-10-03 | B05 & B06 MEP Works Escalation | Approved | 152105.BLD05 | SLSD 0.5m 3 SLOT N.S ø200 | ECH | 24 | 24 | 529.92 | 12718.08 | SC_Supply/Apply | ايزامو للاعمال هندسيه مهندسون ومقاولون | 152105.BLD05 | SLSD 0.5m 3 SLOT N.S ø200 | ECH | 24 | 3129 | 75096 | EGP | SC_Supply/Apply
Mivida BP#189 |  | RFQ-00142 | Ahmed Saleh | MEP (Electro Mechanical) | 2024-10-03 | B05 & B06 MEP Works Escalation | Approved | 152105.BLD05 | Dim 40mm | ECH | 8 | 8 | 825.12 | 6600.96 | SC_Supply/Apply | ايزامو للاعمال هندسيه مهندسون ومقاولون | 152105.BLD05 | Dim 40mm | ECH | 8 | 5283 | 42264 | EGP | SC_Supply/Apply
Mivida BP#189 |  | RFQ-00142 | Ahmed Saleh | MEP (Electro Mechanical) | 2024-10-03 | B05 & B06 MEP Works Escalation | Approved | 152105.BLD05 | Dim 50mm | ECH | 4 | 4 | 1475.28 | 5901.12 | SC_Supply/Apply | ايزامو للاعمال هندسيه مهندسون ومقاولون | 152105.BLD05 | Dim 50mm | ECH | 4 | 7515 | 30060 | EGP | SC_Supply/Apply
Mivida BP#189 |  | RFQ-00142 | Ahmed Saleh | MEP (Electro Mechanical) | 2024-10-03 | B05 & B06 MEP Works Escalation | Approved | 152105.BLD05 | Duct work, indoor, insulated fiberglass with aluminum foil,25mm thickness and 24 kg\m3 density. | TON | 1.3 | 0.85 | 57707.28 | 49051.19 | SC_Supply/Apply | ايزامو للاعمال هندسيه مهندسون ومقاولون | 152105.BLD05 | Duct work, indoor, insulated fiberglass with aluminum foil,25mm thickness and 24 kg\m3 density. | TON | 0.85 | 149269 | 126878.65 | EGP | SC_Supply/Apply
Qasr Rashwan Lot A _0207 |  | RFQ-00059 | Reham Ashraf | Operation | 2024-09-17 | Murad Al Gendy_Tank (5.5*3.25*5.4 m) | Approved | 11.10 - 2. Murad Al Gendy.Murad Al Gendy W Al Sanahra-BILL NO. 1: SEWAGE NETWORK-1.3-a | Tank with external Dimensions (5.5*3.25*5.4) m | ECH | 1 | 1 | 205931.59 | 205931.59 | OTH | محمد حمدى عبد الحفيظ على | 11.10 - 2. Murad Al Gendy.Murad Al Gendy W Al Sanahra-BILL NO. 1: SEWAGE NETWORK-1.3-a | Tank with external Dimensions (5.5*3.25*5.4) m | ECH | 1 | 200000 | 200000 | EGP | OTH
Mivida BP#189 |  | RFQ-00142 | Ahmed Saleh | MEP (Electro Mechanical) | 2024-10-03 | B05 & B06 MEP Works Escalation | Approved | 152105.BLD05 | Dim 25mm | ECH | 78 | 78 | 448.56 | 34987.68 | SC_Supply/Apply | ايزامو للاعمال هندسيه مهندسون ومقاولون | 152105.BLD05 | Dim 25mm | ECH | 78 | 2754 | 214812 | EGP | SC_Supply/Apply
Mivida BP#189 |  | RFQ-00142 | Ahmed Saleh | MEP (Electro Mechanical) | 2024-10-03 | B05 & B06 MEP Works Escalation | Approved | 152105.BLD05 | Dim 32mm | ECH | 20 | 20 | 601.92 | 12038.4 | SC_Supply/Apply | ايزامو للاعمال هندسيه مهندسون ومقاولون | 152105.BLD05 | Dim 32mm | ECH | 20 | 3755 | 75100 | EGP | SC_Supply/Apply
Mivida BP#189 |  | RFQ-00142 | Ahmed Saleh | MEP (Electro Mechanical) | 2024-10-03 | B05 & B06 MEP Works Escalation | Approved | 152105.BLD05 | DLSD 0.5m 2 SLOT | ECH | 32 | 30 | 431.28 | 12938.4 | SC_Supply/Apply | ايزامو للاعمال هندسيه مهندسون ومقاولون | 152105.BLD05 | DLSD 0.5m 2 SLOT | ECH | 30 | 862 | 25860 | EGP | SC_Supply/Apply
Mivida BP#189 |  | RFQ-00142 | Ahmed Saleh | MEP (Electro Mechanical) | 2024-10-03 | B05 & B06 MEP Works Escalation | Approved | 152105.BLD05 | SLSD 0.5m 2 SLOT N.S ø150 | ECH | 90 | 72 | 431.28 | 31052.16 | SC_Supply/Apply | ايزامو للاعمال هندسيه مهندسون ومقاولون | 152105.BLD05 | SLSD 0.5m 2 SLOT N.S ø150 | ECH | 72 | 2528 | 182016 | EGP | SC_Supply/Apply
Mivida BP#189 |  | RFQ-00142 | Ahmed Saleh | MEP (Electro Mechanical) | 2024-10-03 | B05 & B06 MEP Works Escalation | Approved | 152105.BLD05 | Dim 50mm | ECH | 2 | 2 | 3978 | 7956 | SC_Supply/Apply | ايزامو للاعمال هندسيه مهندسون ومقاولون | 152105.BLD05 | Dim 50mm | ECH | 2 | 13194 | 26388 | EGP | SC_Supply/Apply
Mivida BP#189 |  | RFQ-00142 | Ahmed Saleh | MEP (Electro Mechanical) | 2024-10-03 | B05 & B06 MEP Works Escalation | Approved | 152105.BLD05 | Black steel, Duct work complete with insulation rockwoll, 50 mm thickness and 96 kg/m3 density | TON | 7.5 | 5.59 | 121100.4 | 676951.24 | SC_Supply/Apply | ايزامو للاعمال هندسيه مهندسون ومقاولون | 152105.BLD05 | Black steel, Duct work complete with insulation rockwoll, 50 mm thickness and 96 kg/m3 density | TON | 5.59 | 215870 | 1206713.3 | EGP | SC_Supply/Apply
Mivida BP#189 |  | RFQ-00142 | Ahmed Saleh | MEP (Electro Mechanical) | 2024-10-03 | B05 & B06 MEP Works Escalation | Approved | 152105.BLD05 | Dim 100mm | ECH | 8 | 1 | 13332.96 | 13332.96 | SC_Supply/Apply | ايزامو للاعمال هندسيه مهندسون ومقاولون | 152105.BLD05 | Dim 100mm | ECH | 1 | 42444 | 42444 | EGP | SC_Supply/Apply
Mivida BP#189 |  | RFQ-00142 | Ahmed Saleh | MEP (Electro Mechanical) | 2024-10-03 | B05 & B06 MEP Works Escalation | Approved | 152105.BLD05 | EWH 50L | ECH | 3 | 3 | 5883.12 | 17649.36 | SC_Supply/Apply | ايزامو للاعمال هندسيه مهندسون ومقاولون | 152105.BLD05 | EWH 50L | ECH | 3 | 12895 | 38685 | EGP | SC_Supply/Apply
Mivida BP#189 |  | RFQ-00142 | Ahmed Saleh | MEP (Electro Mechanical) | 2024-10-03 | B05 & B06 MEP Works Escalation | Approved | 152105.BLD05 | Dim 100mm | ECH | 4 | 2 | 23975.28 | 47950.56 | SC_Supply/Apply | ايزامو للاعمال هندسيه مهندسون ومقاولون | 152105.BLD05 | Dim 100mm | ECH | 2 | 26796 | 53592 | EGP | SC_Supply/Apply
Mivida BP#189 |  | RFQ-00142 | Ahmed Saleh | MEP (Electro Mechanical) | 2024-10-03 | B05 & B06 MEP Works Escalation | Approved | 152105.BLD05 | EWH 80L | ECH | 3 | 3 | 7077.6 | 21232.8 | SC_Supply/Apply | ايزامو للاعمال هندسيه مهندسون ومقاولون | 152105.BLD05 | EWH 80L | ECH | 3 | 15044 | 45132 | EGP | SC_Supply/Apply
Mivida BP#189 |  | RFQ-00142 | Ahmed Saleh | MEP (Electro Mechanical) | 2024-10-03 | B05 & B06 MEP Works Escalation | Approved | 152105.BLD06 | 100 mm | ECH | 1 | 1 | 5589.61 | 5589.61 | SC_Supply/Apply | ايزامو للاعمال هندسيه مهندسون ومقاولون | 152105.BLD06 | 100 mm | ECH | 1 | 21403 | 21403 | EGP | SC_Supply/Apply
Mivida BP#189 |  | RFQ-00142 | Ahmed Saleh | MEP (Electro Mechanical) | 2024-10-03 | B05 & B06 MEP Works Escalation | Approved | 152105.BLD06 | Supply & Install Pendent, concealed, chrome plated, K 5.6 | ECH | 102 | 80 | 239.44 | 19155.2 | SC_Supply/Apply | ايزامو للاعمال هندسيه مهندسون ومقاولون | 152105.BLD06 | Supply & Install Pendent, concealed, chrome plated, K 5.6 | ECH | 80 | 1681 | 134480 | EGP | SC_Supply/Apply
Mivida BP#189 |  | RFQ-00142 | Ahmed Saleh | MEP (Electro Mechanical) | 2024-10-03 | B05 & B06 MEP Works Escalation | Approved | 152105.BLD06 | ZCS 100mm | ECH | 4 | 4 | 13713.78 | 54855.12 | SC_Supply/Apply | ايزامو للاعمال هندسيه مهندسون ومقاولون | 152105.BLD06 | ZCS 100mm | ECH | 4 | 72662 | 290648 | EGP | SC_Supply/Apply
Mivida BP#189 |  | RFQ-00142 | Ahmed Saleh | MEP (Electro Mechanical) | 2024-10-03 | B05 & B06 MEP Works Escalation | Approved | 152105.BLD06 | Supply & Install Upright, brass, K 5.6 | ECH | 10 | 10 | 116.8 | 1168 | SC_Supply/Apply | ايزامو للاعمال هندسيه مهندسون ومقاولون | 152105.BLD06 | Supply & Install Upright, brass, K 5.6 | ECH | 10 | 598 | 5980 | EGP | SC_Supply/Apply
Mivida BP#189 |  | RFQ-00142 | Ahmed Saleh | MEP (Electro Mechanical) | 2024-10-03 | B05 & B06 MEP Works Escalation | Approved | 152105.BLD06 | ø65 | MTR | 111 | 111 | 581.81 | 64580.91 | SC_Supply/Apply | ايزامو للاعمال هندسيه مهندسون ومقاولون | 152105.BLD06 | ø65 | MTR | 111 | 1601 | 177711 | EGP | SC_Supply/Apply
Mivida BP#189 |  | RFQ-00142 | Ahmed Saleh | MEP (Electro Mechanical) | 2024-10-03 | B05 & B06 MEP Works Escalation | Approved | 152105.BLD06 | ø80 mm | MTR | 80 | 66 | 562.1 | 37098.6 | SC_Supply/Apply | ايزامو للاعمال هندسيه مهندسون ومقاولون | 152105.BLD06 | ø80 mm | MTR | 66 | 1617 | 106722 | EGP | SC_Supply/Apply
Mivida BP#189 |  | RFQ-00142 | Ahmed Saleh | MEP (Electro Mechanical) | 2024-10-03 | B05 & B06 MEP Works Escalation | Approved | 152105.BLD06 | ø25 mm | MTR | 240 | 78 | 173.01 | 13494.78 | SC_Supply/Apply | ايزامو للاعمال هندسيه مهندسون ومقاولون | 152105.BLD06 | ø25 mm | MTR | 78 | 430 | 33540 | EGP | SC_Supply/Apply
Mivida BP#189 |  | RFQ-00142 | Ahmed Saleh | MEP (Electro Mechanical) | 2024-10-03 | B05 & B06 MEP Works Escalation | Approved | 152105.BLD06 | Size 20 mm. | MTR | 46 | 46 | 52.56 | 2417.76 | SC_Supply/Apply | ايزامو للاعمال هندسيه مهندسون ومقاولون | 152105.BLD06 | Size 20 mm. | MTR | 46 | 126 | 5796 | EGP | SC_Supply/Apply
Mivida BP#189 |  | RFQ-00142 | Ahmed Saleh | MEP (Electro Mechanical) | 2024-10-03 | B05 & B06 MEP Works Escalation | Approved | 152105.BLD06 | ø125 Out Door | MTR | 43 | 43 | 1565.85 | 67331.55 | SC_Supply/Apply | ايزامو للاعمال هندسيه مهندسون ومقاولون | 152105.BLD06 | ø125 Out Door | MTR | 43 | 3671 | 157853 | EGP | SC_Supply/Apply
Mivida BP#189 |  | RFQ-00142 | Ahmed Saleh | MEP (Electro Mechanical) | 2024-10-03 | B05 & B06 MEP Works Escalation | Approved | 152105.BLD06 | ø32 mm | MTR | 185 | 114 | 218.27 | 24882.78 | SC_Supply/Apply | ايزامو للاعمال هندسيه مهندسون ومقاولون | 152105.BLD06 | ø32 mm | MTR | 114 | 527 | 60078 | EGP | SC_Supply/Apply
Mivida BP#189 |  | RFQ-00142 | Ahmed Saleh | MEP (Electro Mechanical) | 2024-10-03 | B05 & B06 MEP Works Escalation | Approved | 152105.BLD06 | ø40 mm | MTR | 90 | 78 | 264.26 | 20612.28 | SC_Supply/Apply | ايزامو للاعمال هندسيه مهندسون ومقاولون | 152105.BLD06 | ø40 mm | MTR | 78 | 711 | 55458 | EGP | SC_Supply/Apply
Mivida BP#189 |  | RFQ-00142 | Ahmed Saleh | MEP (Electro Mechanical) | 2024-10-03 | B05 & B06 MEP Works Escalation | Approved | 152105.BLD06 | ø50 mm | MTR | 50 | 36 | 341.64 | 12299.04 | SC_Supply/Apply | ايزامو للاعمال هندسيه مهندسون ومقاولون | 152105.BLD06 | ø50 mm | MTR | 36 | 813 | 29268 | EGP | SC_Supply/Apply
Mivida BP#189 |  | RFQ-00142 | Ahmed Saleh | MEP (Electro Mechanical) | 2024-10-03 | B05 & B06 MEP Works Escalation | Approved | 152105.BLD06 | ø20 | MTR | 84 | 84 | 219 | 18396 | SC_Supply/Apply | ايزامو للاعمال هندسيه مهندسون ومقاولون | 152105.BLD06 | ø20 | MTR | 84 | 677 | 56868 | EGP | SC_Supply/Apply
Mivida BP#189 |  | RFQ-00142 | Ahmed Saleh | MEP (Electro Mechanical) | 2024-10-03 | B05 & B06 MEP Works Escalation | Approved | 152105.BLD06 | ø25 | MTR | 382 | 186 | 257.69 | 47930.34 | SC_Supply/Apply | ايزامو للاعمال هندسيه مهندسون ومقاولون | 152105.BLD06 | ø25 | MTR | 186 | 769 | 143034 | EGP | SC_Supply/Apply
Mivida BP#189 |  | RFQ-00142 | Ahmed Saleh | MEP (Electro Mechanical) | 2024-10-03 | B05 & B06 MEP Works Escalation | Approved | 152105.BLD06 | Size 63 mm. | MTR | 30 | 30 | 176.66 | 5299.8 | SC_Supply/Apply | ايزامو للاعمال هندسيه مهندسون ومقاولون | 152105.BLD06 | Size 63 mm. | MTR | 30 | 431 | 12930 | EGP | SC_Supply/Apply
Mivida BP#189 |  | RFQ-00142 | Ahmed Saleh | MEP (Electro Mechanical) | 2024-10-03 | B05 & B06 MEP Works Escalation | Approved | 152105.BLD06 | ø150 Out Door | MTR | 57 | 57 | 1605.27 | 91500.39 | SC_Supply/Apply | ايزامو للاعمال هندسيه مهندسون ومقاولون | 152105.BLD06 | ø150 Out Door | MTR | 57 | 4577 | 260889 | EGP | SC_Supply/Apply
Mivida BP#189 |  | RFQ-00142 | Ahmed Saleh | MEP (Electro Mechanical) | 2024-10-03 | B05 & B06 MEP Works Escalation | Approved | 152105.BLD06 | Size 50 mm. | MTR | 50 | 50 | 141.62 | 7081 | SC_Supply/Apply | ايزامو للاعمال هندسيه مهندسون ومقاولون | 152105.BLD06 | Size 50 mm. | MTR | 50 | 301 | 15050 | EGP | SC_Supply/Apply
Mivida BP#189 |  | RFQ-00142 | Ahmed Saleh | MEP (Electro Mechanical) | 2024-10-03 | B05 & B06 MEP Works Escalation | Approved | 152105.BLD06 | Size 32 mm. | MTR | 116 | 116 | 92.71 | 10754.36 | SC_Supply/Apply | ايزامو للاعمال هندسيه مهندسون ومقاولون | 152105.BLD06 | Size 32 mm. | MTR | 116 | 213 | 24708 | EGP | SC_Supply/Apply
Mivida BP#189 |  | RFQ-00142 | Ahmed Saleh | MEP (Electro Mechanical) | 2024-10-03 | B05 & B06 MEP Works Escalation | Approved | 152105.BLD06 | Size 40 mm. | MTR | 64 | 64 | 108.77 | 6961.28 | SC_Supply/Apply | ايزامو للاعمال هندسيه مهندسون ومقاولون | 152105.BLD06 | Size 40 mm. | MTR | 64 | 238 | 15232 | EGP | SC_Supply/Apply
Mivida BP#189 |  | RFQ-00142 | Ahmed Saleh | MEP (Electro Mechanical) | 2024-10-03 | B05 & B06 MEP Works Escalation | Approved | 152105.BLD06 | ø150 mm | MTR | 65 | 54 | 1427.88 | 77105.52 | SC_Supply/Apply | ايزامو للاعمال هندسيه مهندسون ومقاولون | 152105.BLD06 | ø150 mm | MTR | 54 | 3153 | 170262 | EGP | SC_Supply/Apply
Mivida BP#189 |  | RFQ-00142 | Ahmed Saleh | MEP (Electro Mechanical) | 2024-10-03 | B05 & B06 MEP Works Escalation | Approved | 152105.BLD06 | ø32 | MTR | 52 | 52 | 321.93 | 16740.36 | SC_Supply/Apply | ايزامو للاعمال هندسيه مهندسون ومقاولون | 152105.BLD06 | ø32 | MTR | 52 | 952 | 49504 | EGP | SC_Supply/Apply
Mivida BP#189 |  | RFQ-00142 | Ahmed Saleh | MEP (Electro Mechanical) | 2024-10-03 | B05 & B06 MEP Works Escalation | Approved | 152105.BLD06 | ø40 | MTR | 18 | 18 | 337.26 | 6070.68 | SC_Supply/Apply | ايزامو للاعمال هندسيه مهندسون ومقاولون | 152105.BLD06 | ø40 | MTR | 18 | 976 | 17568 | EGP | SC_Supply/Apply
Mivida BP#189 |  | RFQ-00142 | Ahmed Saleh | MEP (Electro Mechanical) | 2024-10-03 | B05 & B06 MEP Works Escalation | Approved | 152105.BLD06 | Size 75 mm. | MTR | 26 | 26 | 199.29 | 5181.54 | SC_Supply/Apply | ايزامو للاعمال هندسيه مهندسون ومقاولون | 152105.BLD06 | Size 75 mm. | MTR | 26 | 434 | 11284 | EGP | SC_Supply/Apply
Mivida BP#189 |  | RFQ-00142 | Ahmed Saleh | MEP (Electro Mechanical) | 2024-10-03 | B05 & B06 MEP Works Escalation | Approved | 152105.BLD06 | Size 90 mm. | MTR | 15 | 8 | 263.53 | 2108.24 | SC_Supply/Apply | ايزامو للاعمال هندسيه مهندسون ومقاولون | 152105.BLD06 | Size 90 mm. | MTR | 8 | 690 | 5520 | EGP | SC_Supply/Apply
Mivida BP#189 |  | RFQ-00142 | Ahmed Saleh | MEP (Electro Mechanical) | 2024-10-03 | B05 & B06 MEP Works Escalation | Approved | 152105.BLD06 | Size 20 mm. | MTR | 54 | 32 | 108.77 | 3480.64 | SC_Supply/Apply | ايزامو للاعمال هندسيه مهندسون ومقاولون | 152105.BLD06 | Size 20 mm. | MTR | 32 | 132 | 4224 | EGP | SC_Supply/Apply
Mivida BP#189 |  | RFQ-00142 | Ahmed Saleh | MEP (Electro Mechanical) | 2024-10-03 | B05 & B06 MEP Works Escalation | Approved | 152105.BLD06 | Size 32 mm. | MTR | 52 | 40 | 156.22 | 6248.8 | SC_Supply/Apply | ايزامو للاعمال هندسيه مهندسون ومقاولون | 152105.BLD06 | Size 32 mm. | MTR | 40 | 228 | 9120 | EGP | SC_Supply/Apply
Mivida BP#189 |  | RFQ-00142 | Ahmed Saleh | MEP (Electro Mechanical) | 2024-10-03 | B05 & B06 MEP Works Escalation | Approved | 152105.BLD06 | ø80 | MTR | 3 | 3 | 851.91 | 2555.73 | SC_Supply/Apply | ايزامو للاعمال هندسيه مهندسون ومقاولون | 152105.BLD06 | ø80 | MTR | 3 | 2045 | 6135 | EGP | SC_Supply/Apply
Mivida BP#189 |  | RFQ-00142 | Ahmed Saleh | MEP (Electro Mechanical) | 2024-10-03 | B05 & B06 MEP Works Escalation | Approved | 152105.BLD06 | ø100 | MTR | 26 | 26 | 1064.34 | 27672.84 | SC_Supply/Apply | ايزامو للاعمال هندسيه مهندسون ومقاولون | 152105.BLD06 | ø100 | MTR | 26 | 2681 | 69706 | EGP | SC_Supply/Apply
Mivida BP#189 |  | RFQ-00142 | Ahmed Saleh | MEP (Electro Mechanical) | 2024-10-03 | B05 & B06 MEP Works Escalation | Approved | 152105.BLD06 | ø65 mm | MTR | 41 | 41 | 471.58 | 19334.78 | SC_Supply/Apply | ايزامو للاعمال هندسيه مهندسون ومقاولون | 152105.BLD06 | ø65 mm | MTR | 41 | 1197 | 49077 | EGP | SC_Supply/Apply
Mivida BP#189 |  | RFQ-00142 | Ahmed Saleh | MEP (Electro Mechanical) | 2024-10-03 | B05 & B06 MEP Works Escalation | Approved | 152105.BLD06 | Size 25 mm. | MTR | 175 | 172 | 62.78 | 10798.16 | SC_Supply/Apply | ايزامو للاعمال هندسيه مهندسون ومقاولون | 152105.BLD06 | Size 25 mm. | MTR | 172 | 163 | 28036 | EGP | SC_Supply/Apply
Mivida BP#189 |  | RFQ-00142 | Ahmed Saleh | MEP (Electro Mechanical) | 2024-10-03 | B05 & B06 MEP Works Escalation | Approved | 152105.BLD06 | ø50 | MTR | 86 | 86 | 396.39 | 34089.54 | SC_Supply/Apply | ايزامو للاعمال هندسيه مهندسون ومقاولون | 152105.BLD06 | ø50 | MTR | 86 | 1234 | 106124 | EGP | SC_Supply/Apply
Mivida BP#189 |  | RFQ-00142 | Ahmed Saleh | MEP (Electro Mechanical) | 2024-10-03 | B05 & B06 MEP Works Escalation | Approved | 152105.BLD06 | ø100 mm | MTR | 40 | 40 | 783.29 | 31331.6 | SC_Supply/Apply | ايزامو للاعمال هندسيه مهندسون ومقاولون | 152105.BLD06 | ø100 mm | MTR | 40 | 1996 | 79840 | EGP | SC_Supply/Apply
Mivida BP#189 |  | RFQ-00142 | Ahmed Saleh | MEP (Electro Mechanical) | 2024-10-03 | B05 & B06 MEP Works Escalation | Approved | 152105.BLD06 | Duct work, indoor, insulated fiberglass with aluminum foil,25mm thickness and 24 kg\m3 density. | TON | 1.5 | 1.3 | 73135.78 | 95076.51 | SC_Supply/Apply | ايزامو للاعمال هندسيه مهندسون ومقاولون | 152105.BLD06 | Duct work, indoor, insulated fiberglass with aluminum foil,25mm thickness and 24 kg\m3 density. | TON | 1.3 | 169194 | 219952.2 | EGP | SC_Supply/Apply
Mivida BP#189 |  | RFQ-00142 | Ahmed Saleh | MEP (Electro Mechanical) | 2024-10-03 | B05 & B06 MEP Works Escalation | Approved | 152105.BLD06 | Duct work, un-insulated. | TON | 7 | 4.17 | 40084.3 | 167151.53 | SC_Supply/Apply | ايزامو للاعمال هندسيه مهندسون ومقاولون | 152105.BLD06 | Duct work, un-insulated. | TON | 4.17 | 143267 | 597423.39 | EGP | SC_Supply/Apply
Mivida BP#189 |  | RFQ-00142 | Ahmed Saleh | MEP (Electro Mechanical) | 2024-10-03 | B05 & B06 MEP Works Escalation | Approved | 152105.BLD06 | Duct work, black steel insulation rockwoll, 50mm thickness and 96 kg\m3 density. | TON | 7.5 | 1.78 | 69824.5 | 124287.61 | SC_Supply/Apply | ايزامو للاعمال هندسيه مهندسون ومقاولون | 152105.BLD06 | Duct work, black steel insulation rockwoll, 50mm thickness and 96 kg\m3 density. | TON | 1.78 | 207356 | 369093.68 | EGP | SC_Supply/Apply
Mivida BP#189 |  | RFQ-00142 | Ahmed Saleh | MEP (Electro Mechanical) | 2024-10-03 | B05 & B06 MEP Works Escalation | Approved | 152105.BLD06 | Dim 100mm | ECH | 4 | 1 | 24308.27 | 24308.27 | SC_Supply/Apply | ايزامو للاعمال هندسيه مهندسون ومقاولون | 152105.BLD06 | Dim 100mm | ECH | 1 | 44364 | 44364 | EGP | SC_Supply/Apply
Mivida BP#189 |  | RFQ-00142 | Ahmed Saleh | MEP (Electro Mechanical) | 2024-10-03 | B05 & B06 MEP Works Escalation | Approved | 152105.BLD06 | EWH 50L | ECH | 3 | 3 | 5964.83 | 17894.49 | SC_Supply/Apply | ايزامو للاعمال هندسيه مهندسون ومقاولون | 152105.BLD06 | EWH 50L | ECH | 3 | 13886 | 41658 | EGP | SC_Supply/Apply
Mivida BP#189 |  | RFQ-00142 | Ahmed Saleh | MEP (Electro Mechanical) | 2024-10-03 | B05 & B06 MEP Works Escalation | Approved | 152105.BLD06 | EWH 80L | ECH | 3 | 3 | 7175.9 | 21527.7 | SC_Supply/Apply | ايزامو للاعمال هندسيه مهندسون ومقاولون | 152105.BLD06 | EWH 80L | ECH | 3 | 16105 | 48315 | EGP | SC_Supply/Apply
Mivida BP#189 |  | RFQ-00142 | Ahmed Saleh | MEP (Electro Mechanical) | 2024-10-03 | B05 & B06 MEP Works Escalation | Approved | 152105.BLD06 | SLSD 0.5m 2 SLOT N.S ø150 | ECH | 137 | 72 | 546.77 | 39367.44 | SC_Supply/Apply | ايزامو للاعمال هندسيه مهندسون ومقاولون | 152105.BLD06 | SLSD 0.5m 2 SLOT N.S ø150 | ECH | 72 | 2215 | 159480 | EGP | SC_Supply/Apply
Mivida BP#189 |  | RFQ-00142 | Ahmed Saleh | MEP (Electro Mechanical) | 2024-10-03 | B05 & B06 MEP Works Escalation | Approved | 152105.BLD06 | SLSD 0.5m 3 SLOT N.S ø200 | ECH | 24 | 24 | 671.6 | 16118.4 | SC_Supply/Apply | ايزامو للاعمال هندسيه مهندسون ومقاولون | 152105.BLD06 | SLSD 0.5m 3 SLOT N.S ø200 | ECH | 24 | 2729 | 65496 | EGP | SC_Supply/Apply
Mivida BP#189 |  | RFQ-00142 | Ahmed Saleh | MEP (Electro Mechanical) | 2024-10-03 | B05 & B06 MEP Works Escalation | Approved | 152105.BLD06 | Dim 100mm | ECH | 8 | 2 | 13518.14 | 27036.28 | SC_Supply/Apply | ايزامو للاعمال هندسيه مهندسون ومقاولون | 152105.BLD06 | Dim 100mm | ECH | 2 | 29745 | 59490 | EGP | SC_Supply/Apply
Mivida BP#189 |  | RFQ-00142 | Ahmed Saleh | MEP (Electro Mechanical) | 2024-10-03 | B05 & B06 MEP Works Escalation | Approved | 162600.BLD05 | 600x100 cable tray | MTR | 1 | 1 | 681.82 | 681.82 | SC_Supply/Apply | ايزامو للاعمال هندسيه مهندسون ومقاولون | 162600.BLD05 | 600x100 cable tray | MTR | 1 | 3200 | 3200 | EGP | SC_Supply/Apply
Damietta Container Terminal-Infra & Bldgs _0216 | 216 | RFQ-00069 | Eslam Sayed | Procurement | 2024-10-27 | tunnel shoring system | Approved | 11.11.10 - Building Package - 100_Terminal House - 02315 - 2.1.4 | Shoring Sysytem for tunnel (if needed) | LS | 1 | 1 | 252098.17 | 252098.17 | SC_Supply/Apply | El Moaolen EL Arab | 11.11.10 - Building Package - 100_Terminal House - 02315 - 2.1.4 | Shoring Sysytem for tunnel (if needed) | LS | 1 | 16292900 | 16292900 | EGP | SC_Supply/Apply
MOC HQ at Diriyah _K0005 | K0005 | RFQ-00038 | Sherif Mahmoud | Procurement | 2024-10-25 | Gypsum Board | Approved | 14.15 - 09 - FINISHES-9.2.3 | Ditto but Curved ceiling for Canteen | SQM | 499 | 499 | 250 | 124750 | SC_Supply/Apply | Green World | 14.15 - 09 - FINISHES-9.2.3 | Ditto but Curved ceiling for Canteen | SQM | 499 | 0 | 0 | SAR | SC_Supply/Apply
MOC HQ at Diriyah _K0005 | K0005 | RFQ-00038 | Sherif Mahmoud | Procurement | 2024-10-25 | Gypsum Board | Approved | 14.15 - 09 - FINISHES-9.1.1 | GW-03 250 mm partition thickness with 2 layer each side of 16mm Fire Resistant and impact Resistant Gypsum Board STC 60 Including Double layer rockwool insulation. 5cm 40kg/m3 | SQM | 2028 | 2028 | 250 | 507000 | SC_Supply/Apply | Green World | 14.15 - 09 - FINISHES-9.1.1 | GW-03 250 mm partition thickness with 2 layer each side of 16mm Fire Resistant and impact Resistant Gypsum Board STC 60 Including Double layer rockwool insulation. 5cm 40kg/m3 | SQM | 2028 | 220 | 446160 | SAR | SC_Supply/Apply
MOC HQ at Diriyah _K0005 | K0005 | RFQ-00038 | Sherif Mahmoud | Procurement | 2024-10-25 | Gypsum Board | Approved | 14.15 - 09 - FINISHES-9.2.1 | Regular gypsum board, not less than 12 mm thick. | SQM | 16458 | 16458 | 125 | 2057250 | SC_Supply/Apply | Green World | 14.15 - 09 - FINISHES-9.2.1 | Regular gypsum board, not less than 12 mm thick. | SQM | 16458 | 70 | 1152060 | SAR | SC_Supply/Apply
MOC HQ at Diriyah _K0005 | K0005 | RFQ-00038 | Sherif Mahmoud | Procurement | 2024-10-25 | Gypsum Board | Approved | 14.15 - 09 - FINISHES-9.1.1 | GW-02 165 mm partition thickness with 2 layer each side of 16mm Fire Resistant Gypsum Board STC 55 Including rockwool insulation. 5cm 40kg/m3 | SQM | 4379 | 4379 | 250 | 1094750 | SC_Supply/Apply | Green World | 14.15 - 09 - FINISHES-9.1.1 | GW-02 165 mm partition thickness with 2 layer each side of 16mm Fire Resistant Gypsum Board STC 55 Including rockwool insulation. 5cm 40kg/m3 | SQM | 4379 | 170 | 744430 | SAR | SC_Supply/Apply
MOC HQ at Diriyah _K0005 | K0005 | RFQ-00038 | Sherif Mahmoud | Procurement | 2024-10-25 | Gypsum Board | Approved | 14.15 - 09 - FINISHES-9.2.2 | Rockwool 5cm 40 kg/m3 | SQM | 0 | 0 | 0 | 0 | SC_Supply/Apply | Green World | 14.15 - 09 - FINISHES-9.2.2 | Rockwool 5cm 40 kg/m3 | SQM | 0 | 30 | 0 | SAR | SC_Supply/Apply
MOC HQ at Diriyah _K0005 | K0005 | RFQ-00038 | Sherif Mahmoud | Procurement | 2024-10-25 | Gypsum Board | Approved | 14.15 - 09 - FINISHES-9.1.1 | GW-01 150 mm partition thickness with 2 layer each side of 12.5 mm Regular Gypsum Board STC 50 Including rockwool insulation. 5cm 40kg/m3 | SQM | 7618 | 7618 | 250 | 1904500 | SC_Supply/Apply | Green World | 14.15 - 09 - FINISHES-9.1.1 | GW-01 150 mm partition thickness with 2 layer each side of 12.5 mm Regular Gypsum Board STC 50 Including rockwool insulation. 5cm 40kg/m3 | SQM | 7618 | 160 | 1218880 | SAR | SC_Supply/Apply
MOC HQ at Diriyah _K0005 | K0005 | RFQ-00038 | Sherif Mahmoud | Procurement | 2024-10-25 | Gypsum Board | Approved | 14.15 - 09 - FINISHES-9.2.2 | Ditto but Moisture resistant ; for the toilets | SQM | 856 | 856 | 150 | 128400 | SC_Supply/Apply | Green World | 14.15 - 09 - FINISHES-9.2.2 | Ditto but Moisture resistant ; for the toilets | SQM | 856 | 72 | 61632 | SAR | SC_Supply/Apply
Mivida BP#189 |  | RFQ-00142 | Ahmed Saleh | MEP (Electro Mechanical) | 2024-10-03 | B05 & B06 MEP Works Escalation | Approved | 162600.BLD05 | Indoor wiring for one lighting outlet including wires 3(1x3) mm2, embedded exposed Metallic boxes, Flexibles , Glands and all necessary accessories from panel to lighting fixtures and switches outlet.. | ECH | 539 | 193 | 138.7 | 26769.1 | SC_Supply/Apply | ايزامو للاعمال هندسيه مهندسون ومقاولون | 162600.BLD05 | Indoor wiring for one lighting outlet including wires 3(1x3) mm2, embedded exposed Metallic boxes, Flexibles , Glands and all necessary accessories from panel to lighting fixtures and switches outlet.. | ECH | 193 | 918 | 177174 | EGP | SC_Supply/Apply
Mivida BP#189 |  | RFQ-00142 | Ahmed Saleh | MEP (Electro Mechanical) | 2024-10-03 | B05 & B06 MEP Works Escalation | Approved | 162600.BLD05 | wiring for one power outlet including wires 3(1x4) mm2, Exposed Metallic boxes, Flexibles , Glands , and all necessary accessories from panel to sockets outlet.panel to sockets outlet. | ECH | 60 | 33 | 221.19 | 7299.27 | SC_Supply/Apply | ايزامو للاعمال هندسيه مهندسون ومقاولون | 162600.BLD05 | wiring for one power outlet including wires 3(1x4) mm2, Exposed Metallic boxes, Flexibles , Glands , and all necessary accessories from panel to sockets outlet.panel to sockets outlet. | ECH | 33 | 1358 | 44814 | EGP | SC_Supply/Apply
Mivida BP#189 |  | RFQ-00142 | Ahmed Saleh | MEP (Electro Mechanical) | 2024-10-03 | B05 & B06 MEP Works Escalation | Approved | 162600.BLD05 | Metal, Non‐perforated hot‐dip galvanized steel Cable Tray [10X10 cm] for Security systems c/w all necessary accessories for (fixation & suspension) to complete work. | MTR | 260 | 125 | 208.05 | 26006.25 | SC_Supply/Apply | ايزامو للاعمال هندسيه مهندسون ومقاولون | 162600.BLD05 | Metal, Non‐perforated hot‐dip galvanized steel Cable Tray [10X10 cm] for Security systems c/w all necessary accessories for (fixation & suspension) to complete work. | MTR | 125 | 417 | 52125 | EGP | SC_Supply/Apply
Mivida BP#189 |  | RFQ-00142 | Ahmed Saleh | MEP (Electro Mechanical) | 2024-10-03 | B05 & B06 MEP Works Escalation | Approved | 162600.BLD05 | 400x100 cable tray | MTR | 1 | 1 | 495.67 | 495.67 | SC_Supply/Apply | ايزامو للاعمال هندسيه مهندسون ومقاولون | 162600.BLD05 | 400x100 cable tray | MTR | 1 | 2670 | 2670 | EGP | SC_Supply/Apply
Mivida BP#189 |  | RFQ-00142 | Ahmed Saleh | MEP (Electro Mechanical) | 2024-10-03 | B05 & B06 MEP Works Escalation | Approved | 162600.BLD05 | 900x100 cable tray | MTR | 1 | 1 | 997.91 | 997.91 | SC_Supply/Apply | ايزامو للاعمال هندسيه مهندسون ومقاولون | 162600.BLD05 | 900x100 cable tray | MTR | 1 | 4208 | 4208 | EGP | SC_Supply/Apply
Mivida BP#189 |  | RFQ-00142 | Ahmed Saleh | MEP (Electro Mechanical) | 2024-10-03 | B05 & B06 MEP Works Escalation | Approved | 162600.BLD05 | 100x100 cable tray covered | MTR | 1 | 1 | 191.26 | 191.26 | SC_Supply/Apply | ايزامو للاعمال هندسيه مهندسون ومقاولون | 162600.BLD05 | 100x100 cable tray covered | MTR | 1 | 916 | 916 | EGP | SC_Supply/Apply
Mivida BP#189 |  | RFQ-00142 | Ahmed Saleh | MEP (Electro Mechanical) | 2024-10-03 | B05 & B06 MEP Works Escalation | Approved | 162600.BLD05 | 200x100 cable tray | MTR | 1 | 1 | 268.64 | 268.64 | SC_Supply/Apply | ايزامو للاعمال هندسيه مهندسون ومقاولون | 162600.BLD05 | 200x100 cable tray | MTR | 1 | 1207 | 1207 | EGP | SC_Supply/Apply
Mivida BP#189 |  | RFQ-00142 | Ahmed Saleh | MEP (Electro Mechanical) | 2024-10-03 | B05 & B06 MEP Works Escalation | Approved | 162600.BLD05 | Switch type S5. | ECH | 28 | 3 | 849.72 | 2549.16 | SC_Supply/Apply | ايزامو للاعمال هندسيه مهندسون ومقاولون | 162600.BLD05 | Switch type S5. | ECH | 3 | 10015 | 30045 | EGP | SC_Supply/Apply
Mivida BP#189 |  | RFQ-00142 | Ahmed Saleh | MEP (Electro Mechanical) | 2024-10-03 | B05 & B06 MEP Works Escalation | Approved | 162600.BLD05 | 300x100 cable tray | MTR | 1 | 1 | 345.29 | 345.29 | SC_Supply/Apply | ايزامو للاعمال هندسيه مهندسون ومقاولون | 162600.BLD05 | 300x100 cable tray | MTR | 1 | 1301 | 1301 | EGP | SC_Supply/Apply
Mivida BP#189 |  | RFQ-00142 | Ahmed Saleh | MEP (Electro Mechanical) | 2024-10-03 | B05 & B06 MEP Works Escalation | Approved | 162600.BLD05 | 100x100 cable tray | MTR | 1 | 1 | 191.26 | 191.26 | SC_Supply/Apply | ايزامو للاعمال هندسيه مهندسون ومقاولون | 162600.BLD05 | 100x100 cable tray | MTR | 1 | 938 | 938 | EGP | SC_Supply/Apply
Mivida BP#189 |  | RFQ-00142 | Ahmed Saleh | MEP (Electro Mechanical) | 2024-10-03 | B05 & B06 MEP Works Escalation | Approved | 162600.BLD06 | Switch type S5. | ECH | 23 | 21 | 1164.35 | 24451.35 | SC_Supply/Apply | ايزامو للاعمال هندسيه مهندسون ومقاولون | 162600.BLD06 | Switch type S5. | ECH | 21 | 9858 | 207018 | EGP | SC_Supply/Apply
Mivida BP#189 |  | RFQ-00142 | Ahmed Saleh | MEP (Electro Mechanical) | 2024-10-03 | B05 & B06 MEP Works Escalation | Approved | 162600.BLD06 | Supply & Install Metal, Non‐perforated hot‐dip galvanized steel Cable Trunk [10X10 cm] for Security systems c/w all necessary accessories for (fixation & suspension) to complete work. | MTR | 200 | 200 | 285.43 | 57086 | SC_Supply/Apply | ايزامو للاعمال هندسيه مهندسون ومقاولون | 162600.BLD06 | Supply & Install Metal, Non‐perforated hot‐dip galvanized steel Cable Trunk [10X10 cm] for Security systems c/w all necessary accessories for (fixation & suspension) to complete work. | MTR | 200 | 1149 | 229800 | EGP | SC_Supply/Apply
Mivida BP#189 |  | RFQ-00142 | Ahmed Saleh | MEP (Electro Mechanical) | 2024-10-03 | B05 & B06 MEP Works Escalation | Approved | 162600.BLD06 | Emergency break glass unit Outlet | ECH | 2 | 2 | 993.53 | 1987.06 | SC_Supply/Apply | ايزامو للاعمال هندسيه مهندسون ومقاولون | 162600.BLD06 | Emergency break glass unit Outlet | ECH | 2 | 1902 | 3804 | EGP | SC_Supply/Apply
Mivida BP#189 |  | RFQ-00142 | Ahmed Saleh | MEP (Electro Mechanical) | 2024-10-03 | B05 & B06 MEP Works Escalation | Approved | 162600.BLD06 | Indoor wiring for one lighting outlet including wires 3(1x3) mm2, embedded exposed Metallic boxes, Flexibles , Glands and all necessary accessories from panel to lighting fixtures and switches outlet.. | ECH | 415 | 415 | 190.53 | 79069.95 | SC_Supply/Apply | ايزامو للاعمال هندسيه مهندسون ومقاولون | 162600.BLD06 | Indoor wiring for one lighting outlet including wires 3(1x3) mm2, embedded exposed Metallic boxes, Flexibles , Glands and all necessary accessories from panel to lighting fixtures and switches outlet.. | ECH | 415 | 947 | 393005 | EGP | SC_Supply/Apply
Mivida BP#189 |  | RFQ-00142 | Ahmed Saleh | MEP (Electro Mechanical) | 2024-10-03 | B05 & B06 MEP Works Escalation | Approved | 162600.BLD06 | wiring for one power outlet including wires 3(1x4) mm2, Exposed Metallic boxes, Flexibles , Glands , and all necessary accessories from panel to sockets outlet.panel to sockets outlet. | ECH | 57 | 57 | 303.68 | 17309.76 | SC_Supply/Apply | ايزامو للاعمال هندسيه مهندسون ومقاولون | 162600.BLD06 | wiring for one power outlet including wires 3(1x4) mm2, Exposed Metallic boxes, Flexibles , Glands , and all necessary accessories from panel to sockets outlet.panel to sockets outlet. | ECH | 57 | 1296 | 73872 | EGP | SC_Supply/Apply
Mivida BP#189 |  | RFQ-00142 | Ahmed Saleh | MEP (Electro Mechanical) | 2024-10-03 | B05 & B06 MEP Works Escalation | Approved | 162600.BLD06 | Door sensor Outlet | ECH | 19 | 12 | 993.53 | 11922.36 | SC_Supply/Apply | ايزامو للاعمال هندسيه مهندسون ومقاولون | 162600.BLD06 | Door sensor Outlet | ECH | 12 | 1902 | 22824 | EGP | SC_Supply/Apply
Mivida BP#189 |  | RFQ-00142 | Ahmed Saleh | MEP (Electro Mechanical) | 2024-10-03 | B05 & B06 MEP Works Escalation | Approved | 162600.BLD06 | Wiring for one load break switch 25A including, outlet wires 3(1x4)mm2, conduits, junction boxes from panel to load break switch | ECH | 2 | 2 | 477.42 | 954.84 | SC_Supply/Apply | ايزامو للاعمال هندسيه مهندسون ومقاولون | 162600.BLD06 | Wiring for one load break switch 25A including, outlet wires 3(1x4)mm2, conduits, junction boxes from panel to load break switch | ECH | 2 | 2239 | 4478 | EGP | SC_Supply/Apply
Mivida BP#189 |  | RFQ-00142 | Ahmed Saleh | MEP (Electro Mechanical) | 2024-10-03 | B05 & B06 MEP Works Escalation | Approved | 162600.BLD06 | Wiring for one power outlet including, outlet wires 3(1x4)mm2, Exposed Metallic boxes, Flexibles , Glands , and all necessary accessories from panel to outlet (for I.T racks,control panels). | ECH | 13 | 13 | 295.65 | 3843.45 | SC_Supply/Apply | ايزامو للاعمال هندسيه مهندسون ومقاولون | 162600.BLD06 | Wiring for one power outlet including, outlet wires 3(1x4)mm2, Exposed Metallic boxes, Flexibles , Glands , and all necessary accessories from panel to outlet (for I.T racks,control panels). | ECH | 13 | 2003 | 26039 | EGP | SC_Supply/Apply
Mivida BP#189 |  | RFQ-00142 | Ahmed Saleh | MEP (Electro Mechanical) | 2024-10-03 | B05 & B06 MEP Works Escalation | Approved | 162600.BLD06 | Request to exit [RTE] button Outlet | ECH | 2 | 2 | 993.53 | 1987.06 | SC_Supply/Apply | ايزامو للاعمال هندسيه مهندسون ومقاولون | 162600.BLD06 | Request to exit [RTE] button Outlet | ECH | 2 | 1902 | 3804 | EGP | SC_Supply/Apply
Mivida BP#189 |  | RFQ-00142 | Ahmed Saleh | MEP (Electro Mechanical) | 2024-10-03 | B05 & B06 MEP Works Escalation | Approved | 162600.BLD06 | (1C x 10) mm2 ECC | MTR | 2785 | 2300 | 29.93 | 68839 | SC_Supply/Apply | ايزامو للاعمال هندسيه مهندسون ومقاولون | 162600.BLD06 | (1C x 10) mm2 ECC | MTR | 2300 | 82 | 188600 | EGP | SC_Supply/Apply
Mivida BP#189 |  | RFQ-00142 | Ahmed Saleh | MEP (Electro Mechanical) | 2024-10-03 | B05 & B06 MEP Works Escalation | Approved | 162600.BLD06 | Wiring for one power outlet including, outlet wires 3(1x4)mm2, Exposed Metallic boxes, Flexibles , Glands , and all necessary accessories from panel to outlet (for HD). | ECH | 2 | 2 | 368.65 | 737.3 | SC_Supply/Apply | ايزامو للاعمال هندسيه مهندسون ومقاولون | 162600.BLD06 | Wiring for one power outlet including, outlet wires 3(1x4)mm2, Exposed Metallic boxes, Flexibles , Glands , and all necessary accessories from panel to outlet (for HD). | ECH | 2 | 2459 | 4918 | EGP | SC_Supply/Apply
Mivida BP#189 |  | RFQ-00142 | Ahmed Saleh | MEP (Electro Mechanical) | 2024-10-03 | B05 & B06 MEP Works Escalation | Approved | 162600.BLD06 | Wiring for one load break switch 20A including, outlet wires 3(1x4)mm2,Exposed Metallic boxes, Flexibles , Glands , and all necessary accessories from panel to load break switch. | ECH | 23 | 23 | 477.42 | 10980.66 | SC_Supply/Apply | ايزامو للاعمال هندسيه مهندسون ومقاولون | 162600.BLD06 | Wiring for one load break switch 20A including, outlet wires 3(1x4)mm2,Exposed Metallic boxes, Flexibles , Glands , and all necessary accessories from panel to load break switch. | ECH | 23 | 2239 | 51497 | EGP | SC_Supply/Apply
Mivida BP#189 |  | RFQ-00142 | Ahmed Saleh | MEP (Electro Mechanical) | 2024-10-03 | B05 & B06 MEP Works Escalation | Approved | 162600.BLD06 | Wiring for one load break switch 32A including, outlet wires 3(1x6)mm2, Exposed Metallic boxes, Flexibles , Glands , and all necessary accessories from panel to load break switch. | ECH | 2 | 2 | 816.87 | 1633.74 | SC_Supply/Apply | ايزامو للاعمال هندسيه مهندسون ومقاولون | 162600.BLD06 | Wiring for one load break switch 32A including, outlet wires 3(1x6)mm2, Exposed Metallic boxes, Flexibles , Glands , and all necessary accessories from panel to load break switch. | ECH | 2 | 2635 | 5270 | EGP | SC_Supply/Apply
Mivida BP#189 |  | RFQ-00142 | Ahmed Saleh | MEP (Electro Mechanical) | 2024-10-03 | B05 & B06 MEP Works Escalation | Approved | 162600.BLD06 | (4 x 10) mm2. | MTR | 2155 | 2019 | 126.29 | 254979.51 | SC_Supply/Apply | ايزامو للاعمال هندسيه مهندسون ومقاولون | 162600.BLD06 | (4 x 10) mm2. | MTR | 2019 | 391 | 789429 | EGP | SC_Supply/Apply
Mivida BP#189 |  | RFQ-00142 | Ahmed Saleh | MEP (Electro Mechanical) | 2024-10-03 | B05 & B06 MEP Works Escalation | Approved | 162600.BLD06 | Ceiling mounted loudspeaker [3/6] Watt C/W fire dome Outlet. | ECH | 53 | 53 | 296.38 | 15708.14 | SC_Supply/Apply | ايزامو للاعمال هندسيه مهندسون ومقاولون | 162600.BLD06 | Ceiling mounted loudspeaker [3/6] Watt C/W fire dome Outlet. | ECH | 53 | 1269 | 67257 | EGP | SC_Supply/Apply
Mivida BP#189 |  | RFQ-00142 | Ahmed Saleh | MEP (Electro Mechanical) | 2024-10-03 | B05 & B06 MEP Works Escalation | Approved | 162600.BLD06 | Weather Proof Ceiling Mounted Loudspeaker 3/6 Watt C/W fire dome Outlet. | ECH | 8 | 6 | 296.38 | 1778.28 | SC_Supply/Apply | ايزامو للاعمال هندسيه مهندسون ومقاولون | 162600.BLD06 | Weather Proof Ceiling Mounted Loudspeaker 3/6 Watt C/W fire dome Outlet. | ECH | 6 | 1269 | 7614 | EGP | SC_Supply/Apply
Mivida BP#189 |  | RFQ-00142 | Ahmed Saleh | MEP (Electro Mechanical) | 2024-10-03 | B05 & B06 MEP Works Escalation | Approved | 162600.BLD06 | Fire alarm interface unit (IFU) Outlet | ECH | 55 | 55 | 331.42 | 18228.1 | SC_Supply/Apply | ايزامو للاعمال هندسيه مهندسون ومقاولون | 162600.BLD06 | Fire alarm interface unit (IFU) Outlet | ECH | 55 | 1269 | 69795 | EGP | SC_Supply/Apply
Mivida BP#189 |  | RFQ-00142 | Ahmed Saleh | MEP (Electro Mechanical) | 2024-10-03 | B05 & B06 MEP Works Escalation | Approved | 162600.BLD06 | Outdoor strobe light Outlet | ECH | 4 | 4 | 331.42 | 1325.68 | SC_Supply/Apply | ايزامو للاعمال هندسيه مهندسون ومقاولون | 162600.BLD06 | Outdoor strobe light Outlet | ECH | 4 | 2706 | 10824 | EGP | SC_Supply/Apply
Mivida BP#189 |  | RFQ-00142 | Ahmed Saleh | MEP (Electro Mechanical) | 2024-10-03 | B05 & B06 MEP Works Escalation | Approved | 162600.BLD06 | Outdoor addressable control module Outlet. | ECH | 1 | 1 | 331.42 | 331.42 | SC_Supply/Apply | ايزامو للاعمال هندسيه مهندسون ومقاولون | 162600.BLD06 | Outdoor addressable control module Outlet. | ECH | 1 | 1164 | 1164 | EGP | SC_Supply/Apply
Mivida BP#189 |  | RFQ-00142 | Ahmed Saleh | MEP (Electro Mechanical) | 2024-10-03 | B05 & B06 MEP Works Escalation | Approved | 162600.BLD06 | Addressable smoke detector above false ceiling c/w remote LED Outlet. | ECH | 3 | 3 | 331.42 | 994.26 | SC_Supply/Apply | ايزامو للاعمال هندسيه مهندسون ومقاولون | 162600.BLD06 | Addressable smoke detector above false ceiling c/w remote LED Outlet. | ECH | 3 | 1315 | 3945 | EGP | SC_Supply/Apply
Mivida BP#189 |  | RFQ-00142 | Ahmed Saleh | MEP (Electro Mechanical) | 2024-10-03 | B05 & B06 MEP Works Escalation | Approved | 162600.BLD06 | Addressable manual station Outlet. | ECH | 13 | 13 | 331.42 | 4308.46 | SC_Supply/Apply | ايزامو للاعمال هندسيه مهندسون ومقاولون | 162600.BLD06 | Addressable manual station Outlet. | ECH | 13 | 1096 | 14248 | EGP | SC_Supply/Apply
Mivida BP#189 |  | RFQ-00142 | Ahmed Saleh | MEP (Electro Mechanical) | 2024-10-03 | B05 & B06 MEP Works Escalation | Approved | 162600.BLD06 | Strobe light. Outlet | ECH | 11 | 11 | 331.42 | 3645.62 | SC_Supply/Apply | ايزامو للاعمال هندسيه مهندسون ومقاولون | 162600.BLD06 | Strobe light. Outlet | ECH | 11 | 2706 | 29766 | EGP | SC_Supply/Apply
Mivida BP#189 |  | RFQ-00142 | Ahmed Saleh | MEP (Electro Mechanical) | 2024-10-03 | B05 & B06 MEP Works Escalation | Approved | 162600.BLD06 | Alarm siren Outlet | ECH | 11 | 11 | 331.42 | 3645.62 | SC_Supply/Apply | ايزامو للاعمال هندسيه مهندسون ومقاولون | 162600.BLD06 | Alarm siren Outlet | ECH | 11 | 2574 | 28314 | EGP | SC_Supply/Apply
Mivida BP#189 |  | RFQ-00142 | Ahmed Saleh | MEP (Electro Mechanical) | 2024-10-03 | B05 & B06 MEP Works Escalation | Approved | 162600.BLD06 | Addressable control module Outlet | ECH | 7 | 7 | 331.42 | 2319.94 | SC_Supply/Apply | ايزامو للاعمال هندسيه مهندسون ومقاولون | 162600.BLD06 | Addressable control module Outlet | ECH | 7 | 1164 | 8148 | EGP | SC_Supply/Apply
Mivida BP#189 |  | RFQ-00142 | Ahmed Saleh | MEP (Electro Mechanical) | 2024-10-03 | B05 & B06 MEP Works Escalation | Approved | 162600.BLD06 | Outdoor alarm siren Outlet | ECH | 1 | 1 | 331.42 | 331.42 | SC_Supply/Apply | ايزامو للاعمال هندسيه مهندسون ومقاولون | 162600.BLD06 | Outdoor alarm siren Outlet | ECH | 1 | 2574 | 2574 | EGP | SC_Supply/Apply
Mivida BP#189 |  | RFQ-00142 | Ahmed Saleh | MEP (Electro Mechanical) | 2024-10-03 | B05 & B06 MEP Works Escalation | Approved | 162600.BLD06 | Addressable Monitor module Outlet | ECH | 74 | 73 | 331.42 | 24193.66 | SC_Supply/Apply | ايزامو للاعمال هندسيه مهندسون ومقاولون | 162600.BLD06 | Addressable Monitor module Outlet | ECH | 73 | 1160 | 84680 | EGP | SC_Supply/Apply
Mivida BP#189 |  | RFQ-00142 | Ahmed Saleh | MEP (Electro Mechanical) | 2024-10-03 | B05 & B06 MEP Works Escalation | Approved | 162600.BLD06 | Addressable multisensor detector [Ceiling mounted] Outlet. | ECH | 1 | 1 | 331.42 | 331.42 | SC_Supply/Apply | ايزامو للاعمال هندسيه مهندسون ومقاولون | 162600.BLD06 | Addressable multisensor detector [Ceiling mounted] Outlet. | ECH | 1 | 1315 | 1315 | EGP | SC_Supply/Apply
Mivida BP#189 |  | RFQ-00142 | Ahmed Saleh | MEP (Electro Mechanical) | 2024-10-03 | B05 & B06 MEP Works Escalation | Approved | 162600.BLD06 | Addressable smoke detector [Ceiling mounted] Outlet. | ECH | 47 | 47 | 331.42 | 15576.74 | SC_Supply/Apply | ايزامو للاعمال هندسيه مهندسون ومقاولون | 162600.BLD06 | Addressable smoke detector [Ceiling mounted] Outlet. | ECH | 47 | 1315 | 61805 | EGP | SC_Supply/Apply
Mivida BP#189 |  | RFQ-00142 | Ahmed Saleh | MEP (Electro Mechanical) | 2024-10-03 | B05 & B06 MEP Works Escalation | Approved | 162600.BLD06 | Addressable Signal control module Outlet | ECH | 10 | 10 | 331.42 | 3314.2 | SC_Supply/Apply | ايزامو للاعمال هندسيه مهندسون ومقاولون | 162600.BLD06 | Addressable Signal control module Outlet | ECH | 10 | 1269 | 12690 | EGP | SC_Supply/Apply
Mivida BP#189 |  | RFQ-00149 | Ahmed Saleh | MEP (Electro Mechanical) | 2024-10-20 | B1 MEP Works Escalation | Approved | 162600.B1 | Indoor wiring for one lighting outlet including wires 3(1x3) mm2, embedded exposed Metallic boxes, Flexibles , Glands and all necessary accessories from panel to lighting fixtures and switches outlet.. | ECH | 696 | 564 | 127.89 | 72129.96 | SC_Supply/Apply | انكورب الدوليه مهندسون ومقاولون | 162600.B1 | Indoor wiring for one lighting outlet including wires 3(1x3) mm2, embedded exposed Metallic boxes, Flexibles , Glands and all necessary accessories from panel to lighting fixtures and switches outlet.. | ECH | 564 | 1064.49 | 600372.36 | EGP | SC_Supply/Apply
Mivida BP#189 |  | RFQ-00149 | Ahmed Saleh | MEP (Electro Mechanical) | 2024-10-20 | B1 MEP Works Escalation | Approved | 162600.B1 | (4 x 25) mm2. | LM | 180 | 180 | 201.44 | 36259.2 | SC_Supply/Apply | انكورب الدوليه مهندسون ومقاولون | 162600.B1 | (4 x 25) mm2. | LM | 180 | 1113.82 | 200487.6 | EGP | SC_Supply/Apply
Mivida BP#189 |  | RFQ-00149 | Ahmed Saleh | MEP (Electro Mechanical) | 2024-10-20 | B1 MEP Works Escalation | Approved | 162600.B1 | Wiring for one load break switch 20A including, outlet wires 3(1x4)mm2,Exposed Metallic boxes, Flexibles , Glands , and all necessary accessories from panel to load break switch. | ECH | 30 | 30 | 320.46 | 9613.8 | SC_Supply/Apply | انكورب الدوليه مهندسون ومقاولون | 162600.B1 | Wiring for one load break switch 20A including, outlet wires 3(1x4)mm2,Exposed Metallic boxes, Flexibles , Glands , and all necessary accessories from panel to load break switch. | ECH | 30 | 2373.87 | 71216.1 | EGP | SC_Supply/Apply
MOC HQ at Diriyah _K0005 | K0005 | RFQ-00039 | Sherif Mahmoud | Procurement | 2024-10-27 | Wood Work | Approved | 14.15 - 09 - FINISHES-9.5.4 | Triangular Wall Cladding With Back Light | SQM | 70 | 70 | 984.87 | 68940.9 | SC_Supply/Apply | ﻣﺼﻨﻊ ﻭﺍﺟﻬﺎﺕ ﺍﻟﺮﻳﺎﺽ ﻟﻠﺼﻨﺎﻋﺎﺕﺍﻟﺨﺸﺒﻴﺔ | 14.15 - 09 - FINISHES-9.5.4 | Triangular Wall Cladding With Back Light | SQM | 70 | 950 | 66500 | SAR | SC_Supply/Apply
MOC HQ at Diriyah _K0005 | K0005 | RFQ-00039 | Sherif Mahmoud | Procurement | 2024-10-27 | Wood Work | Approved | 14.15 - 09 - FINISHES-9.5.5 | Triangular Wall Cladding Back Light | SQM | 230 | 230 | 966.44 | 222281.2 | SC_Supply/Apply | ﻣﺼﻨﻊ ﻭﺍﺟﻬﺎﺕ ﺍﻟﺮﻳﺎﺽ ﻟﻠﺼﻨﺎﻋﺎﺕﺍﻟﺨﺸﺒﻴﺔ | 14.15 - 09 - FINISHES-9.5.5 | Triangular Wall Cladding Back Light | SQM | 230 | 950 | 218500 | SAR | SC_Supply/Apply
MOC HQ at Diriyah _K0005 | K0005 | RFQ-00039 | Sherif Mahmoud | Procurement | 2024-10-27 | Wood Work | Approved | 14.15 - 09 - FINISHES-9.4.3 | Ribbed Ceilling | SQM | 963 | 963 | 1617.4 | 1557556.2 | SC_Supply/Apply | ﻣﺼﻨﻊ ﻭﺍﺟﻬﺎﺕ ﺍﻟﺮﻳﺎﺽ ﻟﻠﺼﻨﺎﻋﺎﺕﺍﻟﺨﺸﺒﻴﺔ | 14.15 - 09 - FINISHES-9.4.3 | Ribbed Ceilling | SQM | 963 | 850 | 818550 | SAR | SC_Supply/Apply
MOC HQ at Diriyah _K0005 | K0005 | RFQ-00039 | Sherif Mahmoud | Procurement | 2024-10-27 | Wood Work | Approved | 14.15 - 09 - FINISHES-9.4.3 | Main Entrance Decorative Beams | SQM | 155 | 155 | 1434 | 222270 | SC_Supply/Apply | ﻣﺼﻨﻊ ﻭﺍﺟﻬﺎﺕ ﺍﻟﺮﻳﺎﺽ ﻟﻠﺼﻨﺎﻋﺎﺕﺍﻟﺨﺸﺒﻴﺔ | 14.15 - 09 - FINISHES-9.4.3 | Main Entrance Decorative Beams | SQM | 155 | 970 | 150350 | SAR | SC_Supply/Apply
MOC HQ at Diriyah _K0005 | K0005 | RFQ-00039 | Sherif Mahmoud | Procurement | 2024-10-27 | Wood Work | Approved | 14.15 - 09 - FINISHES-9.4.3 | Plain Wood Ceilling | SQM | 173 | 173 | 864.5 | 149558.5 | SC_Supply/Apply | ﻣﺼﻨﻊ ﻭﺍﺟﻬﺎﺕ ﺍﻟﺮﻳﺎﺽ ﻟﻠﺼﻨﺎﻋﺎﺕﺍﻟﺨﺸﺒﻴﺔ | 14.15 - 09 - FINISHES-9.4.3 | Plain Wood Ceilling | SQM | 173 | 600 | 103800 | SAR | SC_Supply/Apply
MOC HQ at Diriyah _K0005 | K0005 | RFQ-00039 | Sherif Mahmoud | Procurement | 2024-10-27 | Wood Work | Approved | 14.15 - 09 - FINISHES-9.4.3 | Wooden Cove light P.40 | MTR | 200 | 200 | 490.22 | 98044 | SC_Supply/Apply | ﻣﺼﻨﻊ ﻭﺍﺟﻬﺎﺕ ﺍﻟﺮﻳﺎﺽ ﻟﻠﺼﻨﺎﻋﺎﺕﺍﻟﺨﺸﺒﻴﺔ | 14.15 - 09 - FINISHES-9.4.3 | Wooden Cove light P.40 | MTR | 200 | 240 | 48000 | SAR | SC_Supply/Apply
MOC HQ at Diriyah _K0005 | K0005 | RFQ-00039 | Sherif Mahmoud | Procurement | 2024-10-27 | Wood Work | Approved | 14.15 - 09 - FINISHES-9.5.1 | Plain wooden cladding | SQM | 3821 | 3821 | 592 | 2262032 | SC_Supply/Apply | ﻣﺼﻨﻊ ﻭﺍﺟﻬﺎﺕ ﺍﻟﺮﻳﺎﺽ ﻟﻠﺼﻨﺎﻋﺎﺕﺍﻟﺨﺸﺒﻴﺔ | 14.15 - 09 - FINISHES-9.5.1 | Plain wooden cladding | SQM | 3821 | 560 | 2139760 | SAR | SC_Supply/Apply
MOC HQ at Diriyah _K0005 | K0005 | RFQ-00039 | Sherif Mahmoud | Procurement | 2024-10-27 | Wood Work | Approved | 14.15 - 09 - FINISHES-9.5.2 | CNC Wooden cladding at small lounge area P.28 | SQM | 75 | 75 | 916.6 | 68745 | SC_Supply/Apply | ﻣﺼﻨﻊ ﻭﺍﺟﻬﺎﺕ ﺍﻟﺮﻳﺎﺽ ﻟﻠﺼﻨﺎﻋﺎﺕﺍﻟﺨﺸﺒﻴﺔ | 14.15 - 09 - FINISHES-9.5.2 | CNC Wooden cladding at small lounge area P.28 | SQM | 75 | 800 | 60000 | SAR | SC_Supply/Apply
MOC HQ at Diriyah _K0005 | K0005 | RFQ-00039 | Sherif Mahmoud | Procurement | 2024-10-27 | Wood Work | Approved | 14.15 - 09 - FINISHES-9.5.3 | CNC wooden Partition Type (2) at workstation area P.54 | SQM | 704 | 704 | 1436.2 | 1011084.8 | SC_Supply/Apply | ﻣﺼﻨﻊ ﻭﺍﺟﻬﺎﺕ ﺍﻟﺮﻳﺎﺽ ﻟﻠﺼﻨﺎﻋﺎﺕﺍﻟﺨﺸﺒﻴﺔ | 14.15 - 09 - FINISHES-9.5.3 | CNC wooden Partition Type (2) at workstation area P.54 | SQM | 704 | 1000 | 704000 | SAR | SC_Supply/Apply
MOC HQ at Diriyah _K0005 | K0005 | RFQ-00039 | Sherif Mahmoud | Procurement | 2024-10-27 | Wood Work | Approved | 14.15 - 09 - FINISHES-9.7.1 | Wooden skirting with white paint | MTR | 12950 | 12950 | 146.64 | 1898988 | SC_Supply/Apply | ﻣﺼﻨﻊ ﻭﺍﺟﻬﺎﺕ ﺍﻟﺮﻳﺎﺽ ﻟﻠﺼﻨﺎﻋﺎﺕﺍﻟﺨﺸﺒﻴﺔ | 14.15 - 09 - FINISHES-9.7.1 | Wooden skirting with white paint | MTR | 12950 | 35 | 453250 | SAR | SC_Supply/Apply
MOC HQ at Diriyah _K0005 | K0005 | RFQ-00039 | Sherif Mahmoud | Procurement | 2024-10-27 | Wood Work | Approved | 14.15 - 09 - FINISHES-9.4.3 | CNC wooden Ceiling Type (2) at workstation area P.54 | SQM | 3802 | 3802 | 1996.12 | 7589248.24 | SC_Supply/Apply | ﻣﺼﻨﻊ ﻭﺍﺟﻬﺎﺕ ﺍﻟﺮﻳﺎﺽ ﻟﻠﺼﻨﺎﻋﺎﺕﺍﻟﺨﺸﺒﻴﺔ | 14.15 - 09 - FINISHES-9.4.3 | CNC wooden Ceiling Type (2) at workstation area P.54 | SQM | 3802 | 1320 | 5018640 | SAR | SC_Supply/Apply
MOC HQ at Diriyah _K0005 | K0005 | RFQ-00039 | Sherif Mahmoud | Procurement | 2024-10-27 | Wood Work | Approved | 14.15 - 09 - FINISHES-9.4.3 | Decorative wooden ceiling at small lounge area P.28 | SQM | 139 | 139 | 1400.22 | 194630.58 | SC_Supply/Apply | ﻣﺼﻨﻊ ﻭﺍﺟﻬﺎﺕ ﺍﻟﺮﻳﺎﺽ ﻟﻠﺼﻨﺎﻋﺎﺕﺍﻟﺨﺸﺒﻴﺔ | 14.15 - 09 - FINISHES-9.4.3 | Decorative wooden ceiling at small lounge area P.28 | SQM | 139 | 875 | 121625 | SAR | SC_Supply/Apply
Qasr Rashwan - Lot B _0208 |  | RFQ-00060 | Ahmed Sameh | MEP (Electro Mechanical) | 2024-09-18 | LV Panels | Approved | 11.23 - Abd Al Rahman Ibrahim- BILL NO. 6.3: Admin Room-6.3.1-a | Supply, install, connect, test and commission of complete L.V. distribution boards (LP-ADMIN.) the price include selectvity study, termination, Identifications, labling, glands, copper luggs as specified and as indicating drawings. System shall be lump sum complete in every respect with all necessary accessories and ancillary works. | NO | 1 | 1 | 16324 | 16324 | MAT_Raw | EMAS (ELSEWEDY INDUSTRIES Group) | 11.23 - Abd Al Rahman Ibrahim- BILL NO. 6.3: Admin Room-6.3.1-a | Supply, install, connect, test and commission of complete L.V. distribution boards (LP-ADMIN.) the price include selectvity study, termination, Identifications, labling, glands, copper luggs as specified and as indicating drawings. System shall be lump sum complete in every respect with all necessary accessories and ancillary works. | NO | 1 | 333 | 333 | USD | MAT_Raw
Qasr Rashwan - Lot B _0208 |  | RFQ-00060 | Ahmed Sameh | MEP (Electro Mechanical) | 2024-09-18 | LV Panels | Approved | 10.23 - Abd Al Azeem Al Sofy- BILL NO. 6.3: Admin Room-6.3.1-a | Supply, install, connect, test and commission of complete L.V. distribution boards (LP-ADMIN.) the price include selectvity study, termination, Identifications, labling, glands, copper luggs as specified and as indicating drawings. System shall be lump sum complete in every respect with all necessary accessories and ancillary works. | NO | 1 | 1 | 16324 | 16324 | MAT_Raw | EMAS (ELSEWEDY INDUSTRIES Group) | 10.23 - Abd Al Azeem Al Sofy- BILL NO. 6.3: Admin Room-6.3.1-a | Supply, install, connect, test and commission of complete L.V. distribution boards (LP-ADMIN.) the price include selectvity study, termination, Identifications, labling, glands, copper luggs as specified and as indicating drawings. System shall be lump sum complete in every respect with all necessary accessories and ancillary works. | NO | 1 | 333 | 333 | USD | MAT_Raw
Qasr Rashwan - Lot B _0208 |  | RFQ-00060 | Ahmed Sameh | MEP (Electro Mechanical) | 2024-09-18 | LV Panels | Approved | 15.23 - Iz. Al Burm- BILL NO. 6.3: Admin Room-6.3.1-a | Supply, install, connect, test and commission of complete L.V. distribution boards (LP-ADMIN.) the price include selectvity study, termination, Identifications, labling, glands, copper luggs as specified and as indicating drawings. System shall be lump sum complete in every respect with all necessary accessories and ancillary works. | NO | 1 | 1 | 16324 | 16324 | MAT_Raw | EMAS (ELSEWEDY INDUSTRIES Group) | 15.23 - Iz. Al Burm- BILL NO. 6.3: Admin Room-6.3.1-a | Supply, install, connect, test and commission of complete L.V. distribution boards (LP-ADMIN.) the price include selectvity study, termination, Identifications, labling, glands, copper luggs as specified and as indicating drawings. System shall be lump sum complete in every respect with all necessary accessories and ancillary works. | NO | 1 | 333 | 333 | USD | MAT_Raw
Qasr Rashwan - Lot B _0208 |  | RFQ-00060 | Ahmed Sameh | MEP (Electro Mechanical) | 2024-09-18 | LV Panels | Approved | 13.23 - Iz.Salih Shamatah- BILL NO. 6.3: Admin Room-6.3.1-a | Supply, install, connect, test and commission of complete L.V. distribution boards (LP-ADMIN.) the price include selectvity study, termination, Identifications, labling, glands, copper luggs as specified and as indicating drawings. System shall be lump sum complete in every respect with all necessary accessories and ancillary works. | NO | 1 | 1 | 16324 | 16324 | MAT_Raw | EMAS (ELSEWEDY INDUSTRIES Group) | 13.23 - Iz.Salih Shamatah- BILL NO. 6.3: Admin Room-6.3.1-a | Supply, install, connect, test and commission of complete L.V. distribution boards (LP-ADMIN.) the price include selectvity study, termination, Identifications, labling, glands, copper luggs as specified and as indicating drawings. System shall be lump sum complete in every respect with all necessary accessories and ancillary works. | NO | 1 | 368 | 368 | USD | MAT_Raw
Qasr Rashwan - Lot B _0208 |  | RFQ-00060 | Ahmed Sameh | MEP (Electro Mechanical) | 2024-09-18 | LV Panels | Approved | 12.23 - Iz. Suleiman Tadrus- BILL NO. 6.3: Admin Room-6.3.1-a | Supply, install, connect, test and commission of complete L.V. distribution boards (LP-ADMIN.) the price include selectvity study, termination, Identifications, labling, glands, copper luggs as specified and as indicating drawings. System shall be lump sum complete in every respect with all necessary accessories and ancillary works. | NO | 1 | 1 | 16324 | 16324 | MAT_Raw | EMAS (ELSEWEDY INDUSTRIES Group) | 12.23 - Iz. Suleiman Tadrus- BILL NO. 6.3: Admin Room-6.3.1-a | Supply, install, connect, test and commission of complete L.V. distribution boards (LP-ADMIN.) the price include selectvity study, termination, Identifications, labling, glands, copper luggs as specified and as indicating drawings. System shall be lump sum complete in every respect with all necessary accessories and ancillary works. | NO | 1 | 333 | 333 | USD | MAT_Raw
Qasr Rashwan - Lot B _0208 |  | RFQ-00060 | Ahmed Sameh | MEP (Electro Mechanical) | 2024-09-18 | LV Panels | Approved | 14.21 - Iz. Abou Hussein-BILL NO. 5.3: Admin Room-6.3.1-a | Supply, install, connect, test and commission of complete L.V. distribution boards (LP-ADMIN.) the price include selectvity study, termination, Identifications, labling, glands, copper luggs as specified and as indicating drawings. System shall be lump sum complete in every respect with all necessary accessories and ancillary works. | NO | 1 | 1 | 16324 | 16324 | MAT_Raw | EMAS (ELSEWEDY INDUSTRIES Group) | 14.21 - Iz. Abou Hussein-BILL NO. 5.3: Admin Room-6.3.1-a | Supply, install, connect, test and commission of complete L.V. distribution boards (LP-ADMIN.) the price include selectvity study, termination, Identifications, labling, glands, copper luggs as specified and as indicating drawings. System shall be lump sum complete in every respect with all necessary accessories and ancillary works. | NO | 1 | 333 | 333 | USD | MAT_Raw
Qasr Rashwan - Lot B _0208 |  | RFQ-00060 | Ahmed Sameh | MEP (Electro Mechanical) | 2024-09-18 | LV Panels | Approved | 11.14 - Abd Al Rahman Ibrahim-BILL NO. 3.3: Main Pump Station-3.3.20- | Supply and Delivery spare parts of the following equipment as per tendered documents: - Pump unit. - Main Low-Tension Switchboard. - Generator unit. | LS | 1 | 1 | 150697.32 | 150697.32 | MAT_Raw | EMAS (ELSEWEDY INDUSTRIES Group) | 11.14 - Abd Al Rahman Ibrahim-BILL NO. 3.3: Main Pump Station-3.3.20- | Supply and Delivery spare parts of the following equipment as per tendered documents: - Pump unit. - Main Low-Tension Switchboard. - Generator unit. | LS | 1 | 2759 | 2759 | USD | MAT_Raw
Qasr Rashwan - Lot B _0208 |  | RFQ-00060 | Ahmed Sameh | MEP (Electro Mechanical) | 2024-09-18 | LV Panels | Approved | 15.14 - Iz. Al Burm-BILL NO. 3.3: Main Pump Station-3.3.20- | Supply and Delivery spare parts of the following equipment as per tendered documents: - Pump unit. - Main Low-Tension Switchboard. - Generator unit. | LS | 1 | 1 | 138223.32 | 138223.32 | MAT_Raw | EMAS (ELSEWEDY INDUSTRIES Group) | 15.14 - Iz. Al Burm-BILL NO. 3.3: Main Pump Station-3.3.20- | Supply and Delivery spare parts of the following equipment as per tendered documents: - Pump unit. - Main Low-Tension Switchboard. - Generator unit. | LS | 1 | 2706 | 2706 | USD | MAT_Raw
Qasr Rashwan - Lot B _0208 |  | RFQ-00060 | Ahmed Sameh | MEP (Electro Mechanical) | 2024-09-18 | LV Panels | Approved | 14.14 - Iz. Abou Hussein-BILL NO. 3.3: Main Pump Station-3.3.20- | Supply and Delivery spare parts of the following equipment as per tendered documents: - Pump unit. - Main Low-Tension Switchboard. - Generator unit. | LS | 1 | 1 | 108844.2 | 108844.2 | MAT_Raw | EMAS (ELSEWEDY INDUSTRIES Group) | 14.14 - Iz. Abou Hussein-BILL NO. 3.3: Main Pump Station-3.3.20- | Supply and Delivery spare parts of the following equipment as per tendered documents: - Pump unit. - Main Low-Tension Switchboard. - Generator unit. | LS | 1 | 2077 | 2077 | USD | MAT_Raw
Qasr Rashwan - Lot B _0208 |  | RFQ-00060 | Ahmed Sameh | MEP (Electro Mechanical) | 2024-09-18 | LV Panels | Approved | 13.14 - Iz.Salih Shamatah-BILL NO. 3.3: Main Pump Station-3.3.20- | Supply and Delivery spare parts of the following equipment as per tendered documents: - Pump unit. - Main Low-Tension Switchboard. - Generator unit. | LS | 1 | 1 | 90646.42 | 90646.42 | MAT_Raw | EMAS (ELSEWEDY INDUSTRIES Group) | 13.14 - Iz.Salih Shamatah-BILL NO. 3.3: Main Pump Station-3.3.20- | Supply and Delivery spare parts of the following equipment as per tendered documents: - Pump unit. - Main Low-Tension Switchboard. - Generator unit. | LS | 1 | 1501 | 1501 | USD | MAT_Raw
Qasr Rashwan - Lot B _0208 |  | RFQ-00060 | Ahmed Sameh | MEP (Electro Mechanical) | 2024-09-18 | LV Panels | Approved | 10.14 - Abd Al Azeem Al Sofy-BILL NO. 3.3: Main Pump Station-3.3.20- | Supply and Delivery spare parts of the following equipment as per tendered documents: - Pump unit. - Main Low-Tension Switchboard. - Generator unit. | LS | 1 | 1 | 235389.37 | 235389.37 | MAT_Raw | EMAS (ELSEWEDY INDUSTRIES Group) | 10.14 - Abd Al Azeem Al Sofy-BILL NO. 3.3: Main Pump Station-3.3.20- | Supply and Delivery spare parts of the following equipment as per tendered documents: - Pump unit. - Main Low-Tension Switchboard. - Generator unit. | LS | 1 | 4950 | 4950 | USD | MAT_Raw
Qasr Rashwan - Lot B _0208 |  | RFQ-00060 | Ahmed Sameh | MEP (Electro Mechanical) | 2024-09-18 | LV Panels | Approved | 12.14 - Iz. Suleiman Tadrus-BILL NO. 3.3: Main Pump Station-3.3.20- | Supply and Delivery spare parts of the following equipment as per tendered documents: - Pump unit. - Main Low-Tension Switchboard. - Generator unit. | LS | 1 | 1 | 125524.79 | 125524.79 | MAT_Raw | EMAS (ELSEWEDY INDUSTRIES Group) | 12.14 - Iz. Suleiman Tadrus-BILL NO. 3.3: Main Pump Station-3.3.20- | Supply and Delivery spare parts of the following equipment as per tendered documents: - Pump unit. - Main Low-Tension Switchboard. - Generator unit. | LS | 1 | 2147 | 2147 | USD | MAT_Raw
Qasr Rashwan Lot A _0207 |  | RFQ-00060 | Ahmed Sameh | MEP (Electro Mechanical) | 2024-09-18 | LV Panels | Approved | 11.13 - Murad Al Gendy W Al Sanahra-Main Pump Station NO. 3.2-3.2.1- | Supply, install, connect, test and commission of complete L.V. distribution boards (LP-PS) the price include selectvity study, termination, Identifications, labling, glands, copper luggs as specified and as indicating drawings. System shall be lump sum complete in every respect with all necessary accessories and ancillary works. | NO | 1 | 1 | 25375 | 25375 | MAT_Raw | EMAS (ELSEWEDY INDUSTRIES Group) | 11.13 - Murad Al Gendy W Al Sanahra-Main Pump Station NO. 3.2-3.2.1- | Supply, install, connect, test and commission of complete L.V. distribution boards (LP-PS) the price include selectvity study, termination, Identifications, labling, glands, copper luggs as specified and as indicating drawings. System shall be lump sum complete in every respect with all necessary accessories and ancillary works. | NO | 1 | 529 | 529 | USD | MAT_Raw
Qasr Rashwan Lot A _0207 |  | RFQ-00060 | Ahmed Sameh | MEP (Electro Mechanical) | 2024-09-18 | LV Panels | Approved | 13.13 - Khulusi-Main Pump Station NO. 3.2-3.2.1- | Supply, install, connect, test and commission of complete L.V. distribution boards (LP-PS) the price include selectvity study, termination, Identifications, labling, glands, copper luggs as specified and as indicating drawings. System shall be lump sum complete in every respect with all necessary accessories and ancillary works. | NO | 1 | 1 | 25375 | 25375 | MAT_Raw | EMAS (ELSEWEDY INDUSTRIES Group) | 13.13 - Khulusi-Main Pump Station NO. 3.2-3.2.1- | Supply, install, connect, test and commission of complete L.V. distribution boards (LP-PS) the price include selectvity study, termination, Identifications, labling, glands, copper luggs as specified and as indicating drawings. System shall be lump sum complete in every respect with all necessary accessories and ancillary works. | NO | 1 | 529 | 529 | USD | MAT_Raw
Mivida BP#189 |  | RFQ-00142 | Ahmed Saleh | MEP (Electro Mechanical) | 2024-10-03 | B05 & B06 MEP Works Escalation | Approved | 162600.BLD06 | Fault isolator module Outlet | LS | 1 | 1 | 331.42 | 331.42 | SC_Supply/Apply | ايزامو للاعمال هندسيه مهندسون ومقاولون | 162600.BLD06 | Fault isolator module Outlet | LS | 1 | 9228 | 9228 | EGP | SC_Supply/Apply
Mivida BP#189 |  | RFQ-00142 | Ahmed Saleh | MEP (Electro Mechanical) | 2024-10-03 | B05 & B06 MEP Works Escalation | Approved | 162600.BLD06 | 700x100 cable tray | MTR | 1 | 1 | 1095.73 | 1095.73 | SC_Supply/Apply | ايزامو للاعمال هندسيه مهندسون ومقاولون | 162600.BLD06 | 700x100 cable tray | MTR | 1 | 3380 | 3380 | EGP | SC_Supply/Apply
Mivida BP#189 |  | RFQ-00142 | Ahmed Saleh | MEP (Electro Mechanical) | 2024-10-03 | B05 & B06 MEP Works Escalation | Approved | 162600.BLD06 | 200x100 cable tray | MTR | 1 | 1 | 368.65 | 368.65 | SC_Supply/Apply | ايزامو للاعمال هندسيه مهندسون ومقاولون | 162600.BLD06 | 200x100 cable tray | MTR | 1 | 1203 | 1203 | EGP | SC_Supply/Apply
Mivida BP#189 |  | RFQ-00142 | Ahmed Saleh | MEP (Electro Mechanical) | 2024-10-03 | B05 & B06 MEP Works Escalation | Approved | 162600.BLD06 | 300x100 cable tray | MTR | 1 | 1 | 473.04 | 473.04 | SC_Supply/Apply | ايزامو للاعمال هندسيه مهندسون ومقاولون | 162600.BLD06 | 300x100 cable tray | MTR | 1 | 1295 | 1295 | EGP | SC_Supply/Apply
Mivida BP#189 |  | RFQ-00142 | Ahmed Saleh | MEP (Electro Mechanical) | 2024-10-03 | B05 & B06 MEP Works Escalation | Approved | 162600.BLD06 | 400x100 cable tray | MTR | 1 | 1 | 679.63 | 679.63 | SC_Supply/Apply | ايزامو للاعمال هندسيه مهندسون ومقاولون | 162600.BLD06 | 400x100 cable tray | MTR | 1 | 2597 | 2597 | EGP | SC_Supply/Apply
Mivida BP#189 |  | RFQ-00142 | Ahmed Saleh | MEP (Electro Mechanical) | 2024-10-03 | B05 & B06 MEP Works Escalation | Approved | 162600.BLD06 | 100x100 cable tray | MTR | 1 | 1 | 262.8 | 262.8 | SC_Supply/Apply | ايزامو للاعمال هندسيه مهندسون ومقاولون | 162600.BLD06 | 100x100 cable tray | MTR | 1 | 857 | 857 | EGP | SC_Supply/Apply
Mivida BP#189 |  | RFQ-00142 | Ahmed Saleh | MEP (Electro Mechanical) | 2024-10-03 | B05 & B06 MEP Works Escalation | Approved | 162600.BLD06 | 100x100 cable tray covered | MTR | 1 | 1 | 262.8 | 262.8 | SC_Supply/Apply | ايزامو للاعمال هندسيه مهندسون ومقاولون | 162600.BLD06 | 100x100 cable tray covered | MTR | 1 | 1091 | 1091 | EGP | SC_Supply/Apply
Mivida BP#189 |  | RFQ-00142 | Ahmed Saleh | MEP (Electro Mechanical) | 2024-10-03 | B05 & B06 MEP Works Escalation | Approved | 152105.BLD05 | DLSD 0.5m 2 SLOT | ECH | 32 | 30 | 431.28 | 12938.4 | SC_Supply/Apply | ايزامو للاعمال هندسيه مهندسون ومقاولون | 152105.BLD05 | DLSD 0.5m 2 SLOT | ECH | 30 | 862 | 25860 | EGP | SC_Supply/Apply
Katameya Creeks |  | RFQ-00117 | Youssef Abd El Kream | MEP (Electro Mechanical) | 2024-10-09 | Steel Pipes & Fittings | Approved | All Buildings | threaded couplings size 1.5" UL LISTED,FM APPROVED | ECH | 7 | 7 | 0 | 0 | SC_Supply | ماس للتوريدات العموميه | All Buildings | threaded couplings size 1.5" UL LISTED,FM APPROVED | ECH | 7 | 85 | 595 | EGP | SC_Supply
Katameya Creeks |  | RFQ-00117 | Youssef Abd El Kream | MEP (Electro Mechanical) | 2024-10-09 | Steel Pipes & Fittings | Approved | All Buildings | seamless steel pipe size 1.5" SCH.40 | LM | 72 | 72 | 0 | 0 | SC_Supply | ماس للتوريدات العموميه | All Buildings | seamless steel pipe size 1.5" SCH.40 | LM | 72 | 300 | 21600 | EGP | SC_Supply
Katameya Creeks |  | RFQ-00117 | Youssef Abd El Kream | MEP (Electro Mechanical) | 2024-10-09 | Steel Pipes & Fittings | Approved | All Buildings | threaded elbows f 90° size 1.5" UL LISTED,FM APPROVED | ECH | 120 | 120 | 0 | 0 | SC_Supply | ماس للتوريدات العموميه | All Buildings | threaded elbows f 90° size 1.5" UL LISTED,FM APPROVED | ECH | 120 | 105 | 12600 | EGP | SC_Supply
Katameya Creeks |  | RFQ-00117 | Youssef Abd El Kream | MEP (Electro Mechanical) | 2024-10-09 | Steel Pipes & Fittings | Approved | All Buildings | seamless steel pipe size 1.25" SCH.40 | LM | 36 | 36 | 0 | 0 | SC_Supply | ماس للتوريدات العموميه | All Buildings | seamless steel pipe size 1.25" SCH.40 | LM | 36 | 250 | 9000 | EGP | SC_Supply
Katameya Creeks |  | RFQ-00117 | Youssef Abd El Kream | MEP (Electro Mechanical) | 2024-10-09 | Steel Pipes & Fittings | Approved | All Buildings | threaded reducing coupling size 1.5"*1.25" UL LISTED,FM APPROVED | ECH | 50 | 50 | 0 | 0 | SC_Supply | ماس للتوريدات العموميه | All Buildings | threaded reducing coupling size 1.5"*1.25" UL LISTED,FM APPROVED | ECH | 50 | 105 | 5250 | EGP | SC_Supply
Katameya Creeks |  | RFQ-00096 | Youssef Abd El Kream | MEP (Electro Mechanical) | 2024-09-26 | GRP Trench Drain | Approved | All Buildings | GRP Trench Drain Outer Size 225*532 mm Clear Size 164*532mm C250 | LM | 182 | 182 | 840 | 152880 | SC_Supply/Apply | عبدالعزيز احمد عاطف عبد العزيز غيث | All Buildings | GRP Trench Drain Outer Size 225*532 mm Clear Size 164*532mm C250 | LM | 182 | 1300 | 236600 | EGP | SC_Supply/Apply
Koumassi Flyover _CD0001 | CD0001 | RFQ-00028 | Mohamed Morsi | Operation | 2024-10-10 | sand supply | Approved | 10.14.11 - Famille E2 TERRASSEMENTS - FOUILLES - BLINDAGES - REMBLAIS- 203.00 | *REMBLAIEMENTS DE FOUILLES | CBM | 4970 | 4970 | 15.4 | 76538 | SC_Supply/Apply | Bid Services | 10.14.11 - Famille E2 TERRASSEMENTS - FOUILLES - BLINDAGES - REMBLAIS- 203.00 | *REMBLAIEMENTS DE FOUILLES | CBM | 4970 | 7965 | 39586050 | CFA | SC_Supply/Apply
Mivida BP#189 |  | RFQ-00149 | Ahmed Saleh | MEP (Electro Mechanical) | 2024-10-20 | B1 MEP Works Escalation | Approved | 162600.B1 | wiring for one power outlet including wires 3(1x4) mm2, Exposed Metallic boxes, Flexibles , Glands , and all necessary accessories from panel to sockets outlet.panel to sockets outlet. | ECH | 71 | 71 | 203.84 | 14472.64 | SC_Supply/Apply | انكورب الدوليه مهندسون ومقاولون | 162600.B1 | wiring for one power outlet including wires 3(1x4) mm2, Exposed Metallic boxes, Flexibles , Glands , and all necessary accessories from panel to sockets outlet.panel to sockets outlet. | ECH | 71 | 1132.11 | 80379.81 | EGP | SC_Supply/Apply
Mivida BP#189 |  | RFQ-00149 | Ahmed Saleh | MEP (Electro Mechanical) | 2024-10-20 | B1 MEP Works Escalation | Approved | 162600.B1 | 100x100 cable tray | LM | 500 | 357 | 176.4 | 62974.8 | SC_Supply/Apply | انكورب الدوليه مهندسون ومقاولون | 162600.B1 | 100x100 cable tray | LM | 357 | 780.33 | 278577.81 | EGP | SC_Supply/Apply
Mivida BP#189 |  | RFQ-00149 | Ahmed Saleh | MEP (Electro Mechanical) | 2024-10-20 | B1 MEP Works Escalation | Approved | 162600.B1 | (1C x 16) mm2 ECC | LM | 300 | 300 | 29.5 | 8850 | SC_Supply/Apply | انكورب الدوليه مهندسون ومقاولون | 162600.B1 | (1C x 16) mm2 ECC | LM | 300 | 139.17 | 41751 | EGP | SC_Supply/Apply
Mivida BP#189 |  | RFQ-00149 | Ahmed Saleh | MEP (Electro Mechanical) | 2024-10-20 | B1 MEP Works Escalation | Approved | 162600.B1 | (1C x 35) mm2 ECC. | LM | 180 | 100 | 20.34 | 2034 | SC_Supply/Apply | انكورب الدوليه مهندسون ومقاولون | 162600.B1 | (1C x 35) mm2 ECC. | LM | 100 | 60.51 | 6051 | EGP | SC_Supply/Apply
Mivida BP#189 |  | RFQ-00149 | Ahmed Saleh | MEP (Electro Mechanical) | 2024-10-20 | B1 MEP Works Escalation | Approved | 162600.B1 | Wiring for one load break switch 32A including, outlet wires 3(1x6)mm2, Exposed Metallic boxes, Flexibles , Glands , and all necessary accessories from panel to load break switch. | ECH | 4 | 4 | 548.31 | 2193.24 | SC_Supply/Apply | انكورب الدوليه مهندسون ومقاولون | 162600.B1 | Wiring for one load break switch 32A including, outlet wires 3(1x6)mm2, Exposed Metallic boxes, Flexibles , Glands , and all necessary accessories from panel to load break switch. | ECH | 4 | 3207.01 | 12828.04 | EGP | SC_Supply/Apply
Mivida BP#189 |  | RFQ-00149 | Ahmed Saleh | MEP (Electro Mechanical) | 2024-10-20 | B1 MEP Works Escalation | Approved | 162600.B1 | (4 x 10) mm2. | LM | 4425 | 4421 | 85.16 | 376492.36 | SC_Supply/Apply | انكورب الدوليه مهندسون ومقاولون | 162600.B1 | (4 x 10) mm2. | LM | 4421 | 373.4 | 1650801.4 | EGP | SC_Supply/Apply
Mivida BP#189 |  | RFQ-00149 | Ahmed Saleh | MEP (Electro Mechanical) | 2024-10-20 | B1 MEP Works Escalation | Approved | 162600.B1 | (3 x 95+50) mm2. | LM | 210 | 68 | 125.44 | 8529.92 | SC_Supply/Apply | انكورب الدوليه مهندسون ومقاولون | 162600.B1 | (3 x 95+50) mm2. | LM | 68 | 671.12 | 45636.16 | EGP | SC_Supply/Apply
Mivida BP#189 |  | RFQ-00149 | Ahmed Saleh | MEP (Electro Mechanical) | 2024-10-20 | B1 MEP Works Escalation | Approved | 162600.B1 | 600x100 cable tray | LM | 50 | 27 | 627.2 | 16934.4 | SC_Supply/Apply | انكورب الدوليه مهندسون ومقاولون | 162600.B1 | 600x100 cable tray | LM | 27 | 2897.87 | 78242.49 | EGP | SC_Supply/Apply
Mivida BP#189 |  | RFQ-00149 | Ahmed Saleh | MEP (Electro Mechanical) | 2024-10-20 | B1 MEP Works Escalation | Approved | 162600.B1 | Wiring for one power outlet including, outlet wires 3(1x4)mm2, Exposed Metallic boxes, Flexibles , Glands , and all necessary accessories from panel to outlet (for I.T racks,control panels). | ECH | 17 | 2 | 198.45 | 396.9 | SC_Supply/Apply | انكورب الدوليه مهندسون ومقاولون | 162600.B1 | Wiring for one power outlet including, outlet wires 3(1x4)mm2, Exposed Metallic boxes, Flexibles , Glands , and all necessary accessories from panel to outlet (for I.T racks,control panels). | ECH | 2 | 2075.27 | 4150.54 | EGP | SC_Supply/Apply
Mivida BP#189 |  | RFQ-00149 | Ahmed Saleh | MEP (Electro Mechanical) | 2024-10-20 | B1 MEP Works Escalation | Approved | 162600.B1 | (3 x 70+35) mm2. | LM | 180 | 101 | 95.55 | 9650.55 | SC_Supply/Apply | انكورب الدوليه مهندسون ومقاولون | 162600.B1 | (3 x 70+35) mm2. | LM | 101 | 509.64 | 51473.64 | EGP | SC_Supply/Apply
Mivida BP#189 |  | RFQ-00149 | Ahmed Saleh | MEP (Electro Mechanical) | 2024-10-20 | B1 MEP Works Escalation | Approved | 162600.B1 | Wiring for one power outlet including, outlet wires 3(1x4)mm2, Exposed Metallic boxes, Flexibles , Glands , and all necessary accessories from panel to outlet (for HD). | ECH | 8 | 8 | 247.45 | 1979.6 | SC_Supply/Apply | انكورب الدوليه مهندسون ومقاولون | 162600.B1 | Wiring for one power outlet including, outlet wires 3(1x4)mm2, Exposed Metallic boxes, Flexibles , Glands , and all necessary accessories from panel to outlet (for HD). | ECH | 8 | 2627.31 | 21018.48 | EGP | SC_Supply/Apply
Mivida BP#189 |  | RFQ-00149 | Ahmed Saleh | MEP (Electro Mechanical) | 2024-10-20 | B1 MEP Works Escalation | Approved | 162600.B1 | (4 x 16) mm2. | LM | 25 | 25 | 111.23 | 2780.75 | SC_Supply/Apply | انكورب الدوليه مهندسون ومقاولون | 162600.B1 | (4 x 16) mm2. | LM | 25 | 636.78 | 15919.5 | EGP | SC_Supply/Apply
Mivida BP#189 |  | RFQ-00149 | Ahmed Saleh | MEP (Electro Mechanical) | 2024-10-20 | B1 MEP Works Escalation | Approved | 162600.B1 | Supply & Install Metal, Non‐perforated hot‐dip galvanized steel Cable Trunk [10X10 cm] for Security systems c/w all necessary accessories for (fixation & suspension) to complete work. | LM | 380 | 360 | 191.59 | 68972.4 | SC_Supply/Apply | انكورب الدوليه مهندسون ومقاولون | 162600.B1 | Supply & Install Metal, Non‐perforated hot‐dip galvanized steel Cable Trunk [10X10 cm] for Security systems c/w all necessary accessories for (fixation & suspension) to complete work. | LM | 360 | 1290 | 464400 | EGP | SC_Supply/Apply
Mivida BP#189 |  | RFQ-00149 | Ahmed Saleh | MEP (Electro Mechanical) | 2024-10-20 | B1 MEP Works Escalation | Approved | 162600.B1 | (1C x 10) mm2 ECC | LM | 5215 | 4700 | 20.48 | 96256 | SC_Supply/Apply | انكورب الدوليه مهندسون ومقاولون | 162600.B1 | (1C x 10) mm2 ECC | LM | 4700 | 79.21 | 372287 | EGP | SC_Supply/Apply
Mivida BP#189 |  | RFQ-00149 | Ahmed Saleh | MEP (Electro Mechanical) | 2024-10-20 | B1 MEP Works Escalation | Approved | 162600.B1 | 100x100 cable tray covered | LM | 500 | 150 | 176.4 | 26460 | SC_Supply/Apply | انكورب الدوليه مهندسون ومقاولون | 162600.B1 | 100x100 cable tray covered | LM | 150 | 964.84 | 144726 | EGP | SC_Supply/Apply
Mivida BP#189 |  | RFQ-00149 | Ahmed Saleh | MEP (Electro Mechanical) | 2024-10-20 | B1 MEP Works Escalation | Approved | 162600.B1 | 200x100 cable tray | LM | 200 | 60 | 247.45 | 14847 | SC_Supply/Apply | انكورب الدوليه مهندسون ومقاولون | 162600.B1 | 200x100 cable tray | LM | 60 | 1180.38 | 70822.8 | EGP | SC_Supply/Apply
Mivida BP#189 |  | RFQ-00149 | Ahmed Saleh | MEP (Electro Mechanical) | 2024-10-20 | B1 MEP Works Escalation | Approved | 162600.B1 | 300x100 cable tray | LM | 180 | 90 | 317.52 | 28576.8 | SC_Supply/Apply | انكورب الدوليه مهندسون ومقاولون | 162600.B1 | 300x100 cable tray | LM | 90 | 1303.33 | 117299.7 | EGP | SC_Supply/Apply
Mivida BP#189 |  | RFQ-00149 | Ahmed Saleh | MEP (Electro Mechanical) | 2024-10-20 | B1 MEP Works Escalation | Approved | 162600.B1 | 400x100 cable tray | LM | 60 | 39 | 456.19 | 17791.41 | SC_Supply/Apply | انكورب الدوليه مهندسون ومقاولون | 162600.B1 | 400x100 cable tray | LM | 39 | 1687.5 | 65812.5 | EGP | SC_Supply/Apply
Mivida BP#189 |  | RFQ-00149 | Ahmed Saleh | MEP (Electro Mechanical) | 2024-10-20 | B1 MEP Works Escalation | Approved | 162600.B1 | 500x100 cable tray | LM | 50 | 9 | 539.49 | 4855.41 | SC_Supply/Apply | انكورب الدوليه مهندسون ومقاولون | 162600.B1 | 500x100 cable tray | LM | 9 | 1760.4 | 15843.6 | EGP | SC_Supply/Apply
Mivida BP#189 |  | RFQ-00149 | Ahmed Saleh | MEP (Electro Mechanical) | 2024-10-20 | B1 MEP Works Escalation | Approved | Fire Fighting System.B1 | 50 mm. | LM | 26 | 18 | 490.89 | 8836.02 | SC_Supply/Apply | انكورب الدوليه مهندسون ومقاولون | Fire Fighting System.B1 | 50 mm. | LM | 18 | 1359.07 | 24463.26 | EGP | SC_Supply/Apply
Mivida BP#189 |  | RFQ-00149 | Ahmed Saleh | MEP (Electro Mechanical) | 2024-10-20 | B1 MEP Works Escalation | Approved | Fire Fighting System.B1 | ø100 mm | LM | 156 | 156 | 923.17 | 144014.52 | SC_Supply/Apply | انكورب الدوليه مهندسون ومقاولون | Fire Fighting System.B1 | ø100 mm | LM | 156 | 2129.35 | 332178.6 | EGP | SC_Supply/Apply
Mivida BP#189 |  | RFQ-00149 | Ahmed Saleh | MEP (Electro Mechanical) | 2024-10-20 | B1 MEP Works Escalation | Approved | Fire Fighting System.B1 | ø150 mm | LM | 65 | 47 | 1682.97 | 79099.59 | SC_Supply/Apply | انكورب الدوليه مهندسون ومقاولون | Fire Fighting System.B1 | ø150 mm | LM | 47 | 3389.53 | 159307.91 | EGP | SC_Supply/Apply
Mivida BP#189 |  | RFQ-00149 | Ahmed Saleh | MEP (Electro Mechanical) | 2024-10-20 | B1 MEP Works Escalation | Approved | Fire Fighting System.B1 | ø50 mm | LM | 245 | 166 | 402.58 | 66828.28 | SC_Supply/Apply | انكورب الدوليه مهندسون ومقاولون | Fire Fighting System.B1 | ø50 mm | LM | 166 | 860.68 | 142872.88 | EGP | SC_Supply/Apply
Mivida BP#189 |  | RFQ-00149 | Ahmed Saleh | MEP (Electro Mechanical) | 2024-10-20 | B1 MEP Works Escalation | Approved | Fire Fighting System.B1 | ø65 mm | LM | 41 | 41 | 555.65 | 22781.65 | SC_Supply/Apply | انكورب الدوليه مهندسون ومقاولون | Fire Fighting System.B1 | ø65 mm | LM | 41 | 1245.45 | 51063.45 | EGP | SC_Supply/Apply
Mivida BP#189 |  | RFQ-00149 | Ahmed Saleh | MEP (Electro Mechanical) | 2024-10-20 | B1 MEP Works Escalation | Approved | Fire Fighting System.B1 | ø32 mm | LM | 185 | 185 | 257.4 | 47619 | SC_Supply/Apply | انكورب الدوليه مهندسون ومقاولون | Fire Fighting System.B1 | ø32 mm | LM | 185 | 562.12 | 103992.2 | EGP | SC_Supply/Apply
Mivida BP#189 |  | RFQ-00149 | Ahmed Saleh | MEP (Electro Mechanical) | 2024-10-20 | B1 MEP Works Escalation | Approved | Fire Fighting System.B1 | ø80 mm | LM | 98 | 98 | 662.63 | 64937.74 | SC_Supply/Apply | انكورب الدوليه مهندسون ومقاولون | Fire Fighting System.B1 | ø80 mm | LM | 98 | 1639.92 | 160712.16 | EGP | SC_Supply/Apply
Mivida BP#189 |  | RFQ-00149 | Ahmed Saleh | MEP (Electro Mechanical) | 2024-10-20 | B1 MEP Works Escalation | Approved | Fire Fighting System.B1 | ø40 mm | LM | 319 | 160 | 311.68 | 49868.8 | SC_Supply/Apply | انكورب الدوليه مهندسون ومقاولون | Fire Fighting System.B1 | ø40 mm | LM | 160 | 710.29 | 113646.4 | EGP | SC_Supply/Apply
Mivida BP#189 |  | RFQ-00149 | Ahmed Saleh | MEP (Electro Mechanical) | 2024-10-20 | B1 MEP Works Escalation | Approved | Fire Fighting System.B1 | ø25 mm | LM | 369 | 369 | 204.2 | 75349.8 | SC_Supply/Apply | انكورب الدوليه مهندسون ومقاولون | Fire Fighting System.B1 | ø25 mm | LM | 369 | 467.1 | 172359.9 | EGP | SC_Supply/Apply
Mivida BP#189 |  | RFQ-00149 | Ahmed Saleh | MEP (Electro Mechanical) | 2024-10-20 | B1 MEP Works Escalation | Approved | HVAC System.B1 | ø200 Out Door | LM | 46 | 42 | 2859.88 | 120114.96 | SC_Supply/Apply | انكورب الدوليه مهندسون ومقاولون | HVAC System.B1 | ø200 Out Door | LM | 42 | 4612.28 | 193715.76 | EGP | SC_Supply/Apply
Mivida BP#189 |  | RFQ-00149 | Ahmed Saleh | MEP (Electro Mechanical) | 2024-10-20 | B1 MEP Works Escalation | Approved | HVAC System.B1 | ø80 | LM | 189 | 189 | 1050.5 | 198544.5 | SC_Supply/Apply | انكورب الدوليه مهندسون ومقاولون | HVAC System.B1 | ø80 | LM | 189 | 1597.33 | 301895.37 | EGP | SC_Supply/Apply
Mivida BP#189 |  | RFQ-00149 | Ahmed Saleh | MEP (Electro Mechanical) | 2024-10-20 | B1 MEP Works Escalation | Approved | HVAC System.B1 | ø100 | LM | 90 | 90 | 1312.26 | 118103.4 | SC_Supply/Apply | انكورب الدوليه مهندسون ومقاولون | HVAC System.B1 | ø100 | LM | 90 | 2105.6 | 189504 | EGP | SC_Supply/Apply
Mivida BP#189 |  | RFQ-00149 | Ahmed Saleh | MEP (Electro Mechanical) | 2024-10-20 | B1 MEP Works Escalation | Approved | HVAC System.B1 | ø150 Out Door | LM | 90 | 90 | 1979.64 | 178167.6 | SC_Supply/Apply | انكورب الدوليه مهندسون ومقاولون | HVAC System.B1 | ø150 Out Door | LM | 90 | 4751.93 | 427673.7 | EGP | SC_Supply/Apply
Mivida BP#189 |  | RFQ-00149 | Ahmed Saleh | MEP (Electro Mechanical) | 2024-10-20 | B1 MEP Works Escalation | Approved | HVAC System.B1 | Dim 32mm | ECH | 38 | 38 | 940.69 | 35746.22 | SC_Supply/Apply | انكورب الدوليه مهندسون ومقاولون | HVAC System.B1 | Dim 32mm | ECH | 38 | 2209.65 | 83966.7 | EGP | SC_Supply/Apply
Mivida BP#189 |  | RFQ-00149 | Ahmed Saleh | MEP (Electro Mechanical) | 2024-10-20 | B1 MEP Works Escalation | Approved | HVAC System.B1 | Dim 25mm | ECH | 122 | 122 | 701.91 | 85633.02 | SC_Supply/Apply | انكورب الدوليه مهندسون ومقاولون | HVAC System.B1 | Dim 25mm | ECH | 122 | 1895.61 | 231264.42 | EGP | SC_Supply/Apply
Mivida BP#189 |  | RFQ-00149 | Ahmed Saleh | MEP (Electro Mechanical) | 2024-10-20 | B1 MEP Works Escalation | Approved | HVAC System.B1 | Dim 32mm | ECH | 19 | 19 | 1536.16 | 29187.04 | SC_Supply/Apply | انكورب الدوليه مهندسون ومقاولون | HVAC System.B1 | Dim 32mm | ECH | 19 | 9119.21 | 173264.99 | EGP | SC_Supply/Apply
Mivida BP#189 |  | RFQ-00149 | Ahmed Saleh | MEP (Electro Mechanical) | 2024-10-20 | B1 MEP Works Escalation | Approved | HVAC System.B1 | ø25 | LM | 539 | 459 | 318.39 | 146141.01 | SC_Supply/Apply | انكورب الدوليه مهندسون ومقاولون | HVAC System.B1 | ø25 | LM | 459 | 653.4 | 299910.6 | EGP | SC_Supply/Apply
Mivida BP#189 |  | RFQ-00149 | Ahmed Saleh | MEP (Electro Mechanical) | 2024-10-20 | B1 MEP Works Escalation | Approved | HVAC System.B1 | ø32 | LM | 309 | 155 | 397.75 | 61651.25 | SC_Supply/Apply | انكورب الدوليه مهندسون ومقاولون | HVAC System.B1 | ø32 | LM | 155 | 816.91 | 126621.05 | EGP | SC_Supply/Apply
Mivida BP#189 |  | RFQ-00149 | Ahmed Saleh | MEP (Electro Mechanical) | 2024-10-20 | B1 MEP Works Escalation | Approved | HVAC System.B1 | ø40 | LM | 86 | 68 | 416.45 | 28318.6 | SC_Supply/Apply | انكورب الدوليه مهندسون ومقاولون | HVAC System.B1 | ø40 | LM | 68 | 905.51 | 61574.68 | EGP | SC_Supply/Apply
Mivida BP#189 |  | RFQ-00149 | Ahmed Saleh | MEP (Electro Mechanical) | 2024-10-20 | B1 MEP Works Escalation | Approved | HVAC System.B1 | ø50 | LM | 99 | 44 | 489.38 | 21532.72 | SC_Supply/Apply | انكورب الدوليه مهندسون ومقاولون | HVAC System.B1 | ø50 | LM | 44 | 1049.09 | 46159.96 | EGP | SC_Supply/Apply
Mivida BP#189 |  | RFQ-00149 | Ahmed Saleh | MEP (Electro Mechanical) | 2024-10-20 | B1 MEP Works Escalation | Approved | Fire Fighting System.B1 | Supply & Install Pendent, concealed, chrome plated, K 5.6 | ECH | 160 | 125 | 282.3 | 35287.5 | SC_Supply/Apply | انكورب الدوليه مهندسون ومقاولون | Fire Fighting System.B1 | Supply & Install Pendent, concealed, chrome plated, K 5.6 | ECH | 125 | 1183.92 | 147990 | EGP | SC_Supply/Apply
Mivida BP#189 |  | RFQ-00149 | Ahmed Saleh | MEP (Electro Mechanical) | 2024-10-20 | B1 MEP Works Escalation | Approved | Fire Fighting System.B1 | Supply & Install Upright, brass, K 5.6 | ECH | 70 | 23 | 137.94 | 3172.62 | SC_Supply/Apply | انكورب الدوليه مهندسون ومقاولون | Fire Fighting System.B1 | Supply & Install Upright, brass, K 5.6 | ECH | 23 | 578.03 | 13294.69 | EGP | SC_Supply/Apply
Mivida BP#189 |  | RFQ-00149 | Ahmed Saleh | MEP (Electro Mechanical) | 2024-10-20 | B1 MEP Works Escalation | Approved | HVAC System.B1 | Dim 25mm | ECH | 59 | 59 | 1345.47 | 79382.73 | SC_Supply/Apply | انكورب الدوليه مهندسون ومقاولون | HVAC System.B1 | Dim 25mm | ECH | 59 | 7291.78 | 430215.02 | EGP | SC_Supply/Apply
Mivida BP#189 |  | RFQ-00149 | Ahmed Saleh | MEP (Electro Mechanical) | 2024-10-20 | B1 MEP Works Escalation | Approved | HVAC System.B1 | ø65 | LM | 193 | 193 | 717.58 | 138492.94 | SC_Supply/Apply | انكورب الدوليه مهندسون ومقاولون | HVAC System.B1 | ø65 | LM | 193 | 1455.31 | 280874.83 | EGP | SC_Supply/Apply
Mivida BP#189 |  | RFQ-00149 | Ahmed Saleh | MEP (Electro Mechanical) | 2024-10-20 | B1 MEP Works Escalation | Approved | HVAC System.B1 | ø20 | LM | 93 | 90 | 270.89 | 24380.1 | SC_Supply/Apply | انكورب الدوليه مهندسون ومقاولون | HVAC System.B1 | ø20 | LM | 90 | 563.24 | 50691.6 | EGP | SC_Supply/Apply
Mivida BP#189 |  | RFQ-00149 | Ahmed Saleh | MEP (Electro Mechanical) | 2024-10-20 | B1 MEP Works Escalation | Approved | HVAC System.B1 | SLSD 0.5m 2 SLOT N.S ø150 | ECH | 167 | 107 | 674.1 | 72128.7 | SC_Supply/Apply | انكورب الدوليه مهندسون ومقاولون | HVAC System.B1 | SLSD 0.5m 2 SLOT N.S ø150 | ECH | 107 | 1730.44 | 185157.08 | EGP | SC_Supply/Apply
Mivida BP#189 |  | RFQ-00149 | Ahmed Saleh | MEP (Electro Mechanical) | 2024-10-20 | B1 MEP Works Escalation | Approved | HVAC System.B1 | B01-FCU-01 189 L/s Air Flow, 3.52 KW Total Load, 0.15 L/S Water Flow. | ECH | 1 | 1 | 7065 | 7065 | SC_Supply/Apply | انكورب الدوليه مهندسون ومقاولون | HVAC System.B1 | B01-FCU-01 189 L/s Air Flow, 3.52 KW Total Load, 0.15 L/S Water Flow. | ECH | 1 | 18537.79 | 18537.79 | EGP | SC_Supply/Apply
Mivida BP#189 |  | RFQ-00149 | Ahmed Saleh | MEP (Electro Mechanical) | 2024-10-20 | B1 MEP Works Escalation | Approved | HVAC System.B1 | B01-FCU-02 284 L/s Air Flow, 5.28 KW Total Load, 0.23 L/S Water Flow. | ECH | 16 | 16 | 7065 | 113040 | SC_Supply/Apply | انكورب الدوليه مهندسون ومقاولون | HVAC System.B1 | B01-FCU-02 284 L/s Air Flow, 5.28 KW Total Load, 0.23 L/S Water Flow. | ECH | 16 | 18537.79 | 296604.64 | EGP | SC_Supply/Apply
Mivida BP#189 | 170 | RFQ-00150 | Mohamed Selim | Procurement | 2024-10-28 | Steel Structure Pergola | Approved | Steel structure | Design,Shop Drawing (tekla model),fabrication , supply and erection of steel structure (pergola) | TON | 55 | 55 | 0 | 0 | SC_Supply/Apply | FOLAZ BUILDING SYSTEMS | Steel structure | Design,Shop Drawing (tekla model),fabrication , supply and erection of steel structure (pergola) | TON | 55 | 112000 | 6160000 | EGP | SC_Supply/Apply
Damietta Container Terminal-Infra & Bldgs _0216 | 216 | RFQ-00073 | Ibrahim Ahmed | MEP (Electro Mechanical) | 2024-10-28 | supply Infra firefighting pumps | Approved | 10.16 - Infrastrucure-FIRE FIGHTING-15320 & Annex A-5.1.1 | Containerized Fire Pump Station Diesel 2500 gpm @ 12 bar | ECH | 1 | 1 | 0 | 0 | MAT_Raw | الشركه المصريه الالمانيه للمضخات (روهربومبن مصر)-R | 10.16 - Infrastrucure-FIRE FIGHTING-15320 & Annex A-5.1.1 | Containerized Fire Pump Station Diesel 2500 gpm @ 12 bar | ECH | 1 | 1601765 | 1601765 | USD | MAT_Raw
Damietta Container Terminal-Infra & Bldgs _0216 | 216 | RFQ-00073 | Ibrahim Ahmed | MEP (Electro Mechanical) | 2024-10-28 | supply Infra firefighting pumps | Approved | 10.16 - Infrastrucure-FIRE FIGHTING-15320 & Annex A-5.1.1 | Containerized Fire Pump Station electric 2500 gpm @ 12 bar | ECH | 2 | 2 | 0 | 0 | MAT_Raw | الشركه المصريه الالمانيه للمضخات (روهربومبن مصر)-R | 10.16 - Infrastrucure-FIRE FIGHTING-15320 & Annex A-5.1.1 | Containerized Fire Pump Station electric 2500 gpm @ 12 bar | ECH | 2 | 1056387 | 2112774 | USD | MAT_Raw
Damietta Container Terminal-Infra & Bldgs _0216 | 216 | RFQ-00073 | Ibrahim Ahmed | MEP (Electro Mechanical) | 2024-10-28 | supply Infra firefighting pumps | Approved | 10.16 - Infrastrucure-FIRE FIGHTING-15320 & Annex A-5.1.1 | Fire Pump Fresh Water (electrical horizontal split) 1000 gpm @ 13 bar | ECH | 1 | 1 | 0 | 0 | MAT_Raw | الشركه المصريه الالمانيه للمضخات (روهربومبن مصر)-R | 10.16 - Infrastrucure-FIRE FIGHTING-15320 & Annex A-5.1.1 | Fire Pump Fresh Water (electrical horizontal split) 1000 gpm @ 13 bar | ECH | 1 | 114380 | 114380 | USD | MAT_Raw
Damietta Container Terminal-Infra & Bldgs _0216 | 216 | RFQ-00073 | Ibrahim Ahmed | MEP (Electro Mechanical) | 2024-10-28 | supply Infra firefighting pumps | Approved | 10.16 - Infrastrucure-FIRE FIGHTING-15320 & Annex A-5.1.1 | Jockey Pump for Fresh water (in 108) 10 gpm @ 14.5 bar | ECH | 1 | 1 | 0 | 0 | MAT_Raw | الشركه المصريه الالمانيه للمضخات (روهربومبن مصر)-R | 10.16 - Infrastrucure-FIRE FIGHTING-15320 & Annex A-5.1.1 | Jockey Pump for Fresh water (in 108) 10 gpm @ 14.5 bar | ECH | 1 | 15508 | 15508 | USD | MAT_Raw
Damietta Container Terminal-Infra & Bldgs _0216 |  | RFQ-00037 | Purchasing Engineers | Purchasing | 2024-09-30 | Wood for Construction PR_98829-99273-97571 Rev.01 | Approved | Total | Plywood 1.22 m * 2.44 m * 18 mm | ECH | 1347 | 1047 | 23.7 | 24813.9 | MAT_Wood | المدد لتجارة الاخشاب والتوريدات | Total | Plywood 1.22 m * 2.44 m * 18 mm | ECH | 1047 | 1050 | 1099350 | EGP | MAT_Wood
Damietta Container Terminal-Infra & Bldgs _0216 |  | RFQ-00037 | Purchasing Engineers | Purchasing | 2024-09-30 | Wood for Construction PR_98829-99273-97571 Rev.01 | Approved | Total | Plywood 1.22 m * 2.44 m * 18 mm | ECH | 2000 | 275 | 0 | 0 | MAT_Wood | المدد لتجارة الاخشاب والتوريدات | Total | Plywood 1.22 m * 2.44 m * 18 mm | ECH | 275 | 1050 | 288750 | EGP | MAT_Wood
Katameya Creeks |  | RFQ-00097 | Mostafa Ashraf | MEP (Electro Mechanical) | 2024-09-30 | Maintenance & repair of Apartment Panels | Approved | All Buildings | Service PR Supply of Panel Board : | LS | 1 | 1 | 0 | 0 | SC_Supply | inco-tech | All Buildings | Service PR Supply of Panel Board : | LS | 1 | 9610 | 9610 | EGP | SC_Supply
Qasr Rashwan - Lot B _0208 |  | RFQ-00063 | Mostafa Shourbagi | MEP (Electro Mechanical) | 2024-09-29 | GRP Covers 60cm | Approved | 11.10 - Abd Al Rahman Ibrahim-BILL NO.1: SEWAGE NETWORK-1.2.1-a.1 | Depth to invert not exceeding 1.5 m | NO | 620 | 500 | 1767.54 | 883770 | MAT_Raw | فالكون مصر | 11.10 - Abd Al Rahman Ibrahim-BILL NO.1: SEWAGE NETWORK-1.2.1-a.1 | Depth to invert not exceeding 1.5 m | NO | 500 | 1720 | 860000 | EGP | MAT_Raw
Qasr Rashwan Lot A _0207 |  | RFQ-00063 | Mostafa Shourbagi | MEP (Electro Mechanical) | 2024-09-29 | GRP Covers 60cm | Approved | 12.10 - 3. Manshya fanous.Mansheya Fanous-BILL NO. 1: SEWAGE NETWORK-1.2.1-a.1 | Depth to invert not exceeding 1.5 m | ECH | 206 | 180 | 1767.54 | 318157.2 | MAT_Raw | فالكون مصر | 12.10 - 3. Manshya fanous.Mansheya Fanous-BILL NO. 1: SEWAGE NETWORK-1.2.1-a.1 | Depth to invert not exceeding 1.5 m | ECH | 180 | 1720 | 309600 | EGP | MAT_Raw
Qasr Rashwan Lot A _0207 |  | RFQ-00063 | Mostafa Shourbagi | MEP (Electro Mechanical) | 2024-09-29 | GRP Covers 60cm | Approved | 13.10 - 4. Khulusi.Khulusi-BILL NO. 1: SEWAGE NETWORK-1.2.1-a.1 | Depth to invert not exceeding 1.5 m | ECH | 150 | 150 | 1767.54 | 265131 | MAT_Raw | فالكون مصر | 13.10 - 4. Khulusi.Khulusi-BILL NO. 1: SEWAGE NETWORK-1.2.1-a.1 | Depth to invert not exceeding 1.5 m | ECH | 150 | 1720 | 258000 | EGP | MAT_Raw
Qasr Rashwan Lot A _0207 |  | RFQ-00063 | Mostafa Shourbagi | MEP (Electro Mechanical) | 2024-09-29 | GRP Covers 60cm | Approved | 11.10 - 2. Murad Al Gendy.Murad Al Gendy W Al Sanahra-BILL NO. 1: SEWAGE NETWORK-1.2.1-a.1 | Depth to invert not exceeding 1.5 m | ECH | 170 | 170 | 1767.54 | 300481.8 | MAT_Raw | فالكون مصر | 11.10 - 2. Murad Al Gendy.Murad Al Gendy W Al Sanahra-BILL NO. 1: SEWAGE NETWORK-1.2.1-a.1 | Depth to invert not exceeding 1.5 m | ECH | 170 | 1720 | 292400 | EGP | MAT_Raw
Rabigh CCPP-Civil _K0006 |  | RFQ-00047 | Mohamed Amr | Procurement | 2024-09-25 | Integrated Works | Approved | 09 96 00 PNT-0026 | Supplying; applying; high-performance coatings; high durable; site applied paint; to internal elements; cementous surface; Acrylic emulsion water based paint; to walls,beams,columns; working height 3.5m≤H<6.0m; fire proofing duration 0 minutes; multi layer; with (Var) microns total DFT; final RAL as per the project approved color schedule.. | SQM | 14596.67 | 14596.67 | 39.5 | 576568.47 | MAT_Raw | Saudi Geo | 09 96 00 PNT-0026 | Supplying; applying; high-performance coatings; high durable; site applied paint; to internal elements; cementous surface; Acrylic emulsion water based paint; to walls,beams,columns; working height 3.5m≤H<6.0m; fire proofing duration 0 minutes; multi layer; with (Var) microns total DFT; final RAL as per the project approved color schedule.. | SQM | 14596.67 | 45 | 656850.15 | SAR | MAT_Raw
Rabigh CCPP-Civil _K0006 |  | RFQ-00047 | Mohamed Amr | Procurement | 2024-09-25 | Integrated Works | Approved | 09 30 00 STR-0004 | Supplying; installing; anti slip; granite tiles; with covering width ≤ 600mm wide; to stair risers & treads; raiser thickness 20mm; tread thickness 40mm; using cement mortar; thick mortar bed of 10mm thk. | MTR | 1088 | 1088 | 514.17 | 559416.96 | MAT_Raw | Saudi Geo | 09 30 00 STR-0004 | Supplying; installing; anti slip; granite tiles; with covering width ≤ 600mm wide; to stair risers & treads; raiser thickness 20mm; tread thickness 40mm; using cement mortar; thick mortar bed of 10mm thk. | MTR | 1088 | 242 | 263296 | SAR | MAT_Raw
Rabigh CCPP-Civil _K0006 |  | RFQ-00047 | Mohamed Amr | Procurement | 2024-09-25 | Integrated Works | Approved | 08 11 00 DR-0016 | Supplying; installing; external; thermal insulated; 120 min fire rated; access; double leaf door; level 3 - extra heavy duty commercial door opening - gage 16; model 2 - seamless; performance level A - 1m cycle; metal door and frame as per ANSI/SDI A250.4; coated; without grill; without vision panel; heat transmission coefficient 1.1 w/m2K; door dimensions (Var.); thickness 45mm. | SQM | 26.3 | 26.3 | 1509.36 | 39696.17 | SC_Supply/Apply | Saudi Geo | 08 11 00 DR-0016 | Supplying; installing; external; thermal insulated; 120 min fire rated; access; double leaf door; level 3 - extra heavy duty commercial door opening - gage 16; model 2 - seamless; performance level A - 1m cycle; metal door and frame as per ANSI/SDI A250.4; coated; without grill; without vision panel; heat transmission coefficient 1.1 w/m2K; door dimensions (Var.); thickness 45mm. | SQM | 26.3 | 1885 | 49575.5 | SAR | SC_Supply/Apply
Rabigh CCPP-Civil _K0006 |  | RFQ-00047 | Mohamed Amr | Procurement | 2024-09-25 | Integrated Works | Approved | 09 30 00 TIL-0023 | Supplying; installing; normal; granite tiles; with covering width > 500mm; tile dimension 40x40cm; thickness 20mm; to floor; using ; cement mortar; of 20mm thk; on screed bed. | SQM | 481 | 481 | 847.75 | 407767.75 | SC_Apply | Saudi Geo | 09 30 00 TIL-0023 | Supplying; installing; normal; granite tiles; with covering width > 500mm; tile dimension 40x40cm; thickness 20mm; to floor; using ; cement mortar; of 20mm thk; on screed bed. | SQM | 481 | 184 | 88504 | SAR | SC_Apply
Rabigh CCPP-Civil _K0006 |  | RFQ-00047 | Mohamed Amr | Procurement | 2024-09-25 | Integrated Works | Approved | 09 79 00 SKR-0016 | Supplying; installing; vinyl strip skirting; height 10cm., with 5% spare | MTR | 658 | 658 | 33.6 | 22108.8 | SC_Supply/Apply | Saudi Geo | 09 79 00 SKR-0016 | Supplying; installing; vinyl strip skirting; height 10cm., with 5% spare | MTR | 658 | 48 | 31584 | SAR | SC_Supply/Apply
Rabigh CCPP-Civil _K0006 |  | RFQ-00047 | Mohamed Amr | Procurement | 2024-09-25 | Integrated Works | Approved | 09 30 00 TIL-0021 | Supplying; installing; glazed; ceramic tiles; with covering width > 500mm; tile dimension (var.); thickness 8mm; to wall; using cement mortar; thick mortar bed of 15mm thk. | SQM | 808 | 808 | 102.71 | 82989.68 | MAT_Raw | Saudi Geo | 09 30 00 TIL-0021 | Supplying; installing; glazed; ceramic tiles; with covering width > 500mm; tile dimension (var.); thickness 8mm; to wall; using cement mortar; thick mortar bed of 15mm thk. | SQM | 808 | 118 | 95344 | SAR | MAT_Raw
Rabigh CCPP-Civil _K0006 |  | RFQ-00047 | Mohamed Amr | Procurement | 2024-09-25 | Integrated Works | Approved | 09 96 00 PNT-0034 | Supplying; applying; high-performance coatings; dust proof; site applied paint; to internal elements; cementous surface; Acrylic emulsion water based paint; to wall above false ceiling; working height 3.5m≤H<5.0m; fire proofing duration 0 minutes; multi layer; with (Var) microns total DFT; final RAL as per the project approved color schedule.. | SQM | 1017.62 | 1017.62 | 39 | 39687.18 | MAT_Raw | Saudi Geo | 09 96 00 PNT-0034 | Supplying; applying; high-performance coatings; dust proof; site applied paint; to internal elements; cementous surface; Acrylic emulsion water based paint; to wall above false ceiling; working height 3.5m≤H<5.0m; fire proofing duration 0 minutes; multi layer; with (Var) microns total DFT; final RAL as per the project approved color schedule.. | SQM | 1017.62 | 37 | 37651.94 | SAR | MAT_Raw
Rabigh CCPP-Civil _K0006 |  | RFQ-00047 | Mohamed Amr | Procurement | 2024-09-25 | Integrated Works | Approved | 08 11 00 DR-0012 | Supplying; installing; external; thermal insulated; access; single leaf door; level 3 - extra heavy duty commercial door opening - gage 16; model 2 - seamless; performance level A - 1m cycle; metal door and frame as per ANSI/SDI A250.4; coated; without grill; with vision panel; heat transmission coefficient 1.1 w/m2K; door dimensions (Var.); thickness 45mm. | SQM | 126.8 | 126.8 | 2050.81 | 260042.71 | SC_Supply/Apply | Saudi Geo | 08 11 00 DR-0012 | Supplying; installing; external; thermal insulated; access; single leaf door; level 3 - extra heavy duty commercial door opening - gage 16; model 2 - seamless; performance level A - 1m cycle; metal door and frame as per ANSI/SDI A250.4; coated; without grill; with vision panel; heat transmission coefficient 1.1 w/m2K; door dimensions (Var.); thickness 45mm. | SQM | 126.8 | 2725 | 345530 | SAR | SC_Supply/Apply
Rabigh CCPP-Civil _K0006 |  | RFQ-00047 | Mohamed Amr | Procurement | 2024-09-25 | Integrated Works | Approved | 09 30 00 TIL-0016 | Supplying; installing; anti slip; glazed; ceramic tiles; with covering width > 500mm; tile dimension 40x40cm; thickness 12mm; to floor; using cement mortar; thick mortar bed of 20mm thk. | SQM | 162.3 | 162.3 | 85.36 | 13853.93 | MAT_Raw | Saudi Geo | 09 30 00 TIL-0016 | Supplying; installing; anti slip; glazed; ceramic tiles; with covering width > 500mm; tile dimension 40x40cm; thickness 12mm; to floor; using cement mortar; thick mortar bed of 20mm thk. | SQM | 162.3 | 118 | 19151.4 | SAR | MAT_Raw
Rabigh CCPP-Civil _K0006 |  | RFQ-00047 | Mohamed Amr | Procurement | 2024-09-25 | Integrated Works | Approved | 09 96 00 PNT-0033 | Supplying; applying; high-performance coatings; high durable; site applied paint; to internal elements; cementous surface; Acrylic emulsion water based paint; to ceiling; working height 3.5m≤H<6.0m; fire proofing duration 0 minutes; multi layer; with (Var) microns total DFT; final RAL as per the project approved color schedule.. | SQM | 2362.8 | 2362.8 | 44 | 103963.2 | MAT_Raw | Saudi Geo | 09 96 00 PNT-0033 | Supplying; applying; high-performance coatings; high durable; site applied paint; to internal elements; cementous surface; Acrylic emulsion water based paint; to ceiling; working height 3.5m≤H<6.0m; fire proofing duration 0 minutes; multi layer; with (Var) microns total DFT; final RAL as per the project approved color schedule.. | SQM | 2362.8 | 38 | 89786.4 | SAR | MAT_Raw
Rabigh CCPP-Civil _K0006 |  | RFQ-00047 | Mohamed Amr | Procurement | 2024-09-25 | Integrated Works | Approved | 09 24 00 CP-0011 | Supplying; applying; cement plastering; manual application; for internal walls; with cement content 300 kg/m3; with a total plastering thickness 20 mm; on 2 layer; using Type I—ordinary portland cement; as per ASTM C 150. | SQM | 15565 | 15565 | 40.43 | 629292.95 | MAT_Raw | Saudi Geo | 09 24 00 CP-0011 | Supplying; applying; cement plastering; manual application; for internal walls; with cement content 300 kg/m3; with a total plastering thickness 20 mm; on 2 layer; using Type I—ordinary portland cement; as per ASTM C 150. | SQM | 15565 | 52 | 809380 | SAR | MAT_Raw
Rabigh CCPP-Civil _K0006 |  | RFQ-00047 | Mohamed Amr | Procurement | 2024-09-25 | Integrated Works | Approved | 05 51 33 LD-0008 | Supply; fabricate; deliver; unloading at site; hot dip galvanized (HDG); C4-H corrosion category; vertical; not caged; H ≤ 3m ladder; side rail 70mm x 10 mm; 28cm spacing; ; 20mm diameter ; anti slip rungs; final RAL as per the project approved color schedule.. | MTR | 13.9 | 13.9 | 2138.75 | 29728.63 | SC_Supply/Apply | Saudi Geo | 05 51 33 LD-0008 | Supply; fabricate; deliver; unloading at site; hot dip galvanized (HDG); C4-H corrosion category; vertical; not caged; H ≤ 3m ladder; side rail 70mm x 10 mm; 28cm spacing; ; 20mm diameter ; anti slip rungs; final RAL as per the project approved color schedule.. | MTR | 13.9 | 968 | 13455.2 | SAR | SC_Supply/Apply
Rabigh CCPP-Civil _K0006 |  | RFQ-00047 | Mohamed Amr | Procurement | 2024-09-25 | Integrated Works | Approved | 09 30 00 TIL-0013 | Supplying; installing; anti slip; heavy duty; ceramic glazed; with covering width > 500mm; tile dimension 60x60cm; thickness 12mm; to floor; using ; cement mortar; thick mortar bed of 20mm thk. | SQM | 836 | 836 | 105.35 | 88072.6 | SC_Apply | Saudi Geo | 09 30 00 TIL-0013 | Supplying; installing; anti slip; heavy duty; ceramic glazed; with covering width > 500mm; tile dimension 60x60cm; thickness 12mm; to floor; using ; cement mortar; thick mortar bed of 20mm thk. | SQM | 836 | 118 | 98648 | SAR | SC_Apply
Rabigh CCPP-Civil _K0006 |  | RFQ-00047 | Mohamed Amr | Procurement | 2024-09-25 | Integrated Works | Approved | 09 24 00 CP-0012 | Supplying; applying; cement plastering; manual application; for external walls; with cement content 300 kg/m3; with a total plastering thickness 20 mm; on 2 layer; using Type I—ordinary portland cement; as per ASTM C 150. | SQM | 7245 | 7245 | 48.57 | 351889.65 | MAT_Raw | Saudi Geo | 09 24 00 CP-0012 | Supplying; applying; cement plastering; manual application; for external walls; with cement content 300 kg/m3; with a total plastering thickness 20 mm; on 2 layer; using Type I—ordinary portland cement; as per ASTM C 150. | SQM | 7245 | 52 | 376740 | SAR | MAT_Raw
Rabigh CCPP-Civil _K0006 |  | RFQ-00047 | Mohamed Amr | Procurement | 2024-09-25 | Integrated Works | Approved | 09 96 00 PNT-0018 | Supplying; applying; high-performance coatings; chemical resistant; site applied paint; to internal elements; cementous surface; Acrylic emulsion water based paint; to ceiling; working height 3.5m≤H<5.0m; fire proofing duration 0 minutes; multi layer; with (Var) microns total DFT; final RAL as per the project approved color schedule.. | SQM | 221.3 | 221.3 | 39 | 8630.7 | MAT_Raw | Saudi Geo | 09 96 00 PNT-0018 | Supplying; applying; high-performance coatings; chemical resistant; site applied paint; to internal elements; cementous surface; Acrylic emulsion water based paint; to ceiling; working height 3.5m≤H<5.0m; fire proofing duration 0 minutes; multi layer; with (Var) microns total DFT; final RAL as per the project approved color schedule.. | SQM | 221.3 | 38 | 8409.4 | SAR | MAT_Raw
Rabigh CCPP-Civil _K0006 |  | RFQ-00045 | Mina Ayman | Operation | 2024-09-23 | Eathworks - Emaar Gernata | Approved | 31 23 23 FIL-0012 | Productivity incentive | CBM | 50000 | 50000 | 0 | 0 | SC_Supply/Apply | Emaar Gharnata Constructions Company | 31 23 23 FIL-0012 | Productivity incentive | CBM | 50000 | 6 | 300000 | SAR | SC_Supply/Apply
Rabigh PP - Piling Works_K0004 |  | RFQ-00023 | Mina Ayman | Operation | 2024-09-23 | Emaar Gernata - Pile Head Demolish | Approved | 10.10.13 - CP-02 Pile-main scope NEW-31 63 23 EO-0005 | Cutting; pile head; bored concrete piles; 800mm nominal diameter. | ECH | 469 | 200 | 586.01 | 117202 | SC_Apply | Emaar Gharnata Constructions Company | 10.10.13 - CP-02 Pile-main scope NEW-31 63 23 EO-0005 | Cutting; pile head; bored concrete piles; 800mm nominal diameter. | ECH | 200 | 380 | 76000 | SAR | SC_Apply
Rabigh PP - Piling Works_K0004 |  | RFQ-00023 | Mina Ayman | Operation | 2024-09-23 | Emaar Gernata - Pile Head Demolish | Approved | 10.10.13 - CP-02 Pile-main scope NEW-31 63 23 EO-0005 | Cutting; pile head; bored concrete piles; 800mm nominal diameter. | ECH | 200 | 200 | 586.01 | 117202 | SC_Apply | Emaar Gharnata Constructions Company | 10.10.13 - CP-02 Pile-main scope NEW-31 63 23 EO-0005 | Cutting; pile head; bored concrete piles; 800mm nominal diameter. | ECH | 200 | 500 | 100000 | SAR | SC_Apply
Rabigh PP - Piling Works_K0004 |  | RFQ-00023 | Mina Ayman | Operation | 2024-09-23 | Emaar Gernata - Pile Head Demolish | Approved | 10.10.13 - CP-02 Pile-main scope NEW-31 63 23 EO-0005 | Cutting; pile head; bored concrete piles; 800mm nominal diameter. | ECH | 200 | 200 | 586.01 | 117202 | SC_Apply | Emaar Gharnata Constructions Company | 10.10.13 - CP-02 Pile-main scope NEW-31 63 23 EO-0005 | Cutting; pile head; bored concrete piles; 800mm nominal diameter. | ECH | 200 | 450 | 90000 | SAR | SC_Apply
Rabigh CCPP-Civil _K0006 |  | RFQ-00049 | Mohamed Amr | Procurement | 2024-10-02 | HDD Works | Approved | VO - HDD - 315 | Horizontal Directional Drilling for installation of 315mm Dia. HDPE pipes – Sand soil | MTR | 1000 | 1000 | 900 | 900000 | MAT_Raw | SHINY STONE FOR CONTRACTING EST. | VO - HDD - 315 | Horizontal Directional Drilling for installation of 315mm Dia. HDPE pipes – Sand soil | MTR | 1000 | 680 | 680000 | SAR | MAT_Raw
Rabigh CCPP-Civil _K0006 |  | RFQ-00049 | Mohamed Amr | Procurement | 2024-10-02 | HDD Works | Approved | VO - HDD - 110 | Installing; connecting; testing; 110 mm OD PVC duct with 4x32mm OD HDPE sub duct by HDD, including bentonite | MTR | 1333 | 1333 | 425 | 566525 | MAT_Raw | SHINY STONE FOR CONTRACTING EST. | VO - HDD - 110 | Installing; connecting; testing; 110 mm OD PVC duct with 4x32mm OD HDPE sub duct by HDD, including bentonite | MTR | 1333 | 380 | 506540 | SAR | MAT_Raw
Rabigh CCPP-Civil _K0006 |  | RFQ-00049 | Mohamed Amr | Procurement | 2024-10-02 | HDD Works | Approved | VO - HDD - 110 | Installing; connecting; testing; 110 mm OD PVC duct with 4x32mm OD HDPE sub duct by HDD, including bentonite | ECH | 1 | 1 | 15000 | 15000 | MAT_Raw | SHINY STONE FOR CONTRACTING EST. | VO - HDD - 110 | Installing; connecting; testing; 110 mm OD PVC duct with 4x32mm OD HDPE sub duct by HDD, including bentonite | ECH | 1 | 15000 | 15000 | SAR | MAT_Raw
Rabigh CCPP-Civil _K0006 |  | RFQ-00047 | Mohamed Amr | Procurement | 2024-09-25 | Integrated Works | Approved | 09 30 00 TIL-0014 | Supplying; installing; anti acid; heavy duty; ceramic tiles; with covering width > 500mm; tile dimension 20x20cm; thickness 12mm; to floor; using anti acid mortar; thick mortar bed of 20mm thk. | SQM | 221 | 221 | 88.82 | 19629.22 | MAT_Raw | Saudi Geo | 09 30 00 TIL-0014 | Supplying; installing; anti acid; heavy duty; ceramic tiles; with covering width > 500mm; tile dimension 20x20cm; thickness 12mm; to floor; using anti acid mortar; thick mortar bed of 20mm thk. | SQM | 221 | 130 | 28730 | SAR | MAT_Raw
Rabigh CCPP-Civil _K0006 |  | RFQ-00047 | Mohamed Amr | Procurement | 2024-09-25 | Integrated Works | Approved | 09 96 00 PNT-0017 | Supplying; applying; high-performance coatings; weather tough; high durable; site applied paint; to external elements; cementous surface; Acrylic emulsion water based paint; to walls,beams,columns; working height H>5.0m; fire proofing duration 0 minutes; multi layer; with (Var.) microns total DFT; final RAL as per the project approved color schedule.. | SQM | 10582.15 | 10582.15 | 45.5 | 481487.83 | MAT_Raw | Saudi Geo | 09 96 00 PNT-0017 | Supplying; applying; high-performance coatings; weather tough; high durable; site applied paint; to external elements; cementous surface; Acrylic emulsion water based paint; to walls,beams,columns; working height H>5.0m; fire proofing duration 0 minutes; multi layer; with (Var.) microns total DFT; final RAL as per the project approved color schedule.. | SQM | 10582.15 | 38 | 402121.7 | SAR | MAT_Raw
Rabigh CCPP-Civil _K0006 |  | RFQ-00047 | Mohamed Amr | Procurement | 2024-09-25 | Integrated Works | Approved | 08 51 00 WD-0002 | Supplying; installing; heavy duty; thermal insulated; sliding; aluminum framed composite window; coated; with glazing; 6mm thk; mirror finish; double layer; 12mm gap (air space); heat transmission coefficient 1.1 w/m2K. | SQM | 368.22 | 368.22 | 1732.5 | 637941.15 | SC_Supply/Apply | Saudi Geo | 08 51 00 WD-0002 | Supplying; installing; heavy duty; thermal insulated; sliding; aluminum framed composite window; coated; with glazing; 6mm thk; mirror finish; double layer; 12mm gap (air space); heat transmission coefficient 1.1 w/m2K. | SQM | 368.22 | 1545 | 568899.9 | SAR | SC_Supply/Apply
Rabigh CCPP-Civil _K0006 |  | RFQ-00047 | Mohamed Amr | Procurement | 2024-09-25 | Integrated Works | Approved | 08 11 00 DR-0014 | Supplying; installing; internal; access; double leaf door; level 2 - heavy duty commercial door opening - gage 18; model 2 - seamless; performance level A - 1m cycle; metal door and frame as per ANSI/SDI A250.4; coated; with grill; with vision panel; door dimensions (Var.) thickness 45mm. | SQM | 29.2 | 29.2 | 1701.47 | 49682.92 | SC_Supply/Apply | Saudi Geo | 08 11 00 DR-0014 | Supplying; installing; internal; access; double leaf door; level 2 - heavy duty commercial door opening - gage 18; model 2 - seamless; performance level A - 1m cycle; metal door and frame as per ANSI/SDI A250.4; coated; with grill; with vision panel; door dimensions (Var.) thickness 45mm. | SQM | 29.2 | 1765 | 51538 | SAR | SC_Supply/Apply
Rabigh CCPP-Civil _K0006 |  | RFQ-00047 | Mohamed Amr | Procurement | 2024-09-25 | Integrated Works | Approved | 09 96 00 PNT-0027 | Supplying; applying; high-performance coatings; dust proof; site applied paint; to internal elements; cementous surface; Acrylic emulsion water based paint; to ceiling above false ceiling; working height 3.5m≤H<5.0m; fire proofing duration 0 minutes; multi layer; with (Var) microns total DFT; final RAL as per the project approved color schedule.. | SQM | 2833 | 2833 | 39 | 110487 | SC_Apply | Saudi Geo | 09 96 00 PNT-0027 | Supplying; applying; high-performance coatings; dust proof; site applied paint; to internal elements; cementous surface; Acrylic emulsion water based paint; to ceiling above false ceiling; working height 3.5m≤H<5.0m; fire proofing duration 0 minutes; multi layer; with (Var) microns total DFT; final RAL as per the project approved color schedule.. | SQM | 2833 | 37 | 104821 | SAR | SC_Apply
Rabigh CCPP-Civil _K0006 |  | RFQ-00047 | Mohamed Amr | Procurement | 2024-09-25 | Integrated Works | Approved | 08 11 00 DR-0013 | Supplying; installing; external; thermal insulated; access; double leaf door; level 3 - extra heavy duty commercial door opening - gage 16; model 2 - seamless; performance level A - 1m cycle; metal door and frame as per ANSI/SDI A250.4; coated; without grill; with vision panel; heat transmission coefficient 1.1 w/m2K; door dimensions (Var.); thickness 45mm. | SQM | 135.8 | 135.8 | 1547.39 | 210135.56 | SC_Supply/Apply | Saudi Geo | 08 11 00 DR-0013 | Supplying; installing; external; thermal insulated; access; double leaf door; level 3 - extra heavy duty commercial door opening - gage 16; model 2 - seamless; performance level A - 1m cycle; metal door and frame as per ANSI/SDI A250.4; coated; without grill; with vision panel; heat transmission coefficient 1.1 w/m2K; door dimensions (Var.); thickness 45mm. | SQM | 135.8 | 1765 | 239687 | SAR | SC_Supply/Apply
Rabigh CCPP-Civil _K0006 |  | RFQ-00047 | Mohamed Amr | Procurement | 2024-09-25 | Integrated Works | Approved | 09 79 00 SKR-0013 | Supplying; installing; ceramic skirting; height 10cm. | SQM | 1521.16 | 1521.16 | 32.46 | 49376.85 | MAT_Raw | Saudi Geo | 09 79 00 SKR-0013 | Supplying; installing; ceramic skirting; height 10cm. | SQM | 1521.16 | 25 | 38029 | SAR | MAT_Raw
Rabigh CCPP-Civil _K0006 |  | RFQ-00047 | Mohamed Amr | Procurement | 2024-09-25 | Integrated Works | Approved | 08 11 00 DR-0015 | Supplying; installing; external; thermal insulated; 120 min fire rated; access; single leaf door; level 3 - extra heavy duty commercial door opening - gage 16; model 2 - seamless; performance level A - 1m cycle; metal door and frame as per ANSI/SDI A250.4; coated; without grill; without vision panel; heat transmission coefficient 1.1 w/m2K; door dimensions (Var.) thickness 45mm. | SQM | 2.4 | 2.4 | 2044.39 | 4906.54 | SC_Supply/Apply | Saudi Geo | 08 11 00 DR-0015 | Supplying; installing; external; thermal insulated; 120 min fire rated; access; single leaf door; level 3 - extra heavy duty commercial door opening - gage 16; model 2 - seamless; performance level A - 1m cycle; metal door and frame as per ANSI/SDI A250.4; coated; without grill; without vision panel; heat transmission coefficient 1.1 w/m2K; door dimensions (Var.) thickness 45mm. | SQM | 2.4 | 1900 | 4560 | SAR | SC_Supply/Apply
Rabigh CCPP-Civil _K0006 |  | RFQ-00047 | Mohamed Amr | Procurement | 2024-09-25 | Integrated Works | Approved | 08 51 00 WD-0004 | Supplying; installing; heavy duty; thermal insulated; tilting; aluminum framed composite window; coated; with glazing; 6mm thk; mirror finish; double layer; 12mm gap (air space); heat transmission coefficient 1.1 w/m2K. | SQM | 16.22 | 16.22 | 1984.5 | 32188.59 | SC_Supply/Apply | Saudi Geo | 08 51 00 WD-0004 | Supplying; installing; heavy duty; thermal insulated; tilting; aluminum framed composite window; coated; with glazing; 6mm thk; mirror finish; double layer; 12mm gap (air space); heat transmission coefficient 1.1 w/m2K. | SQM | 16.22 | 1545 | 25059.9 | SAR | SC_Supply/Apply
Rabigh CCPP-Civil _K0006 |  | RFQ-00047 | Mohamed Amr | Procurement | 2024-09-25 | Integrated Works | Approved | 05 51 33 LD-0009 | Storing; handling; installing; vertical; not caged; H ≤ 3m ladder. | MTR | 13.9 | 13.9 | 0 | 0 | SC_Supply/Apply | Saudi Geo | 05 51 33 LD-0009 | Storing; handling; installing; vertical; not caged; H ≤ 3m ladder. | MTR | 13.9 | 268 | 3725.2 | SAR | SC_Supply/Apply
Rabigh CCPP-Civil _K0006 |  | RFQ-00047 | Mohamed Amr | Procurement | 2024-09-25 | Integrated Works | Approved | 05 52 13 HR-0004 | Storing; handling; installing; handrails; height 1.1 m. | MTR | 190.1 | 190.1 | 0 | 0 | SC_Supply/Apply | Saudi Geo | 05 52 13 HR-0004 | Storing; handling; installing; handrails; height 1.1 m. | MTR | 190.1 | 305 | 57980.5 | SAR | SC_Supply/Apply
Rabigh CCPP-Civil _K0006 |  | RFQ-00047 | Mohamed Amr | Procurement | 2024-09-25 | Integrated Works | Approved | 09 50 00 SCL-0013 | Supplying; applying; suspended ceiling; moisture proof; gypsum board panels; working height ≤ 3.5m; suspension depth 1000-2000mm; horizontal finish; panel dimensions 600x600; panel thickness 19mm.. | SQM | 37 | 37 | 207 | 7659 | SC_Supply/Apply | Saudi Geo | 09 50 00 SCL-0013 | Supplying; applying; suspended ceiling; moisture proof; gypsum board panels; working height ≤ 3.5m; suspension depth 1000-2000mm; horizontal finish; panel dimensions 600x600; panel thickness 19mm.. | SQM | 37 | 129 | 4773 | SAR | SC_Supply/Apply
Rabigh CCPP-Civil _K0006 |  | RFQ-00047 | Mohamed Amr | Procurement | 2024-09-25 | Integrated Works | Approved | 09 50 00 SCL-0014 | Supplying; installing; suspended ceiling; acoustical; ;mineral fiber panels; working height ≤ 3.5m; suspension depth 1000-2000mm; horizontal finish; panel dimensions 600x600mm; panel thickness 15mm.; noise reduction coff. Type E-400 as per ASTM C423 | SQM | 2796 | 2796 | 143.75 | 401925 | SC_Supply/Apply | Saudi Geo | 09 50 00 SCL-0014 | Supplying; installing; suspended ceiling; acoustical; ;mineral fiber panels; working height ≤ 3.5m; suspension depth 1000-2000mm; horizontal finish; panel dimensions 600x600mm; panel thickness 15mm.; noise reduction coff. Type E-400 as per ASTM C423 | SQM | 2796 | 100 | 279600 | SAR | SC_Supply/Apply
MOC HQ at Diriyah _K0005 |  | RFQ-00033 | Hussein Nabil | MEP (Electro Mechanical) | 2024-09-17 | Supply & Install MEP Items - Ground Floor | Approved | 12.10 - Section 15060 - Pipe Works and Fittings-2 | 25mm diameter | MTR | 2710 | 904 | 21.93 | 19824.72 | SC_Supply/Apply | سليمان محمد سليمان القرعاوي | 12.10 - Section 15060 - Pipe Works and Fittings-2 | 25mm diameter | MTR | 904 | 46 | 41584 | SAR | SC_Supply/Apply
Abo Shanab El Agamien _0195 |  | RFQ-00089 | Mostafa Shourbagi | MEP (Electro Mechanical) | 2024-08-11 | Fire Alarm Cables | Approved | 4 - Al Biltaji-Pumping Station NO. 3-20-3.3.18- | Fire alarm system complete with Conventional fire alarm control panel, smoke detectors, heat detectors, manual call point, bell, fire alarm siren and wire and all necessary components (internal wires and outlets, etc) required to complete the system in perfect case, the fire alarm control panel shall be erected in pump operating room. | LS | 1 | 1 | 5000 | 5000 | MAT_Raw | Elkayan specialized cables | 4 - Al Biltaji-Pumping Station NO. 3-20-3.3.18- | Fire alarm system complete with Conventional fire alarm control panel, smoke detectors, heat detectors, manual call point, bell, fire alarm siren and wire and all necessary components (internal wires and outlets, etc) required to complete the system in perfect case, the fire alarm control panel shall be erected in pump operating room. | LS | 1 | 8155.75 | 8155.75 | EGP | MAT_Raw
Abo Shanab El Agamien _0195 |  | RFQ-00089 | Mostafa Shourbagi | MEP (Electro Mechanical) | 2024-08-11 | Fire Alarm Cables | Approved | 4 - Al Biltaji-Pumping Station NO. 3-20-3.3.18- | Fire alarm system complete with Conventional fire alarm control panel, smoke detectors, heat detectors, manual call point, bell, fire alarm siren and wire and all necessary components (internal wires and outlets, etc) required to complete the system in perfect case, the fire alarm control panel shall be erected in pump operating room. | LS | 1 | 1 | 5000 | 5000 | MAT_Raw | Elkayan specialized cables | 4 - Al Biltaji-Pumping Station NO. 3-20-3.3.18- | Fire alarm system complete with Conventional fire alarm control panel, smoke detectors, heat detectors, manual call point, bell, fire alarm siren and wire and all necessary components (internal wires and outlets, etc) required to complete the system in perfect case, the fire alarm control panel shall be erected in pump operating room. | LS | 1 | 3946.25 | 3946.25 | EGP | MAT_Raw
Abo Shanab El Agamien _0195 |  | RFQ-00089 | Mostafa Shourbagi | MEP (Electro Mechanical) | 2024-08-11 | Fire Alarm Cables | Approved | 2 - Kariman Sednaoui-Main Pump Station NO. 3-19-3.3.18- | Fire alarm system complete with Conventional fire alarm control panel, smoke detectors, heat detectors, manual call point, bell, fire alarm siren and wire and all necessary components (internal wires and outlets, etc) required to complete the system in perfect case, the fire alarm control panel shall be erected in pump operating room. | LS | 1 | 1 | 5000 | 5000 | MAT_Raw | Elkayan specialized cables | 2 - Kariman Sednaoui-Main Pump Station NO. 3-19-3.3.18- | Fire alarm system complete with Conventional fire alarm control panel, smoke detectors, heat detectors, manual call point, bell, fire alarm siren and wire and all necessary components (internal wires and outlets, etc) required to complete the system in perfect case, the fire alarm control panel shall be erected in pump operating room. | LS | 1 | 8155.75 | 8155.75 | EGP | MAT_Raw
Abo Shanab El Agamien _0195 |  | RFQ-00089 | Mostafa Shourbagi | MEP (Electro Mechanical) | 2024-08-11 | Fire Alarm Cables | Approved | 1 - Sharaf Al Deen-Main Pump Station NO. 3-25-43162- | Fire alarm system complete with Conventional fire alarm control panel, smoke detectors, heat detectors, manual call point, bell, fire alarm siren and wire and all necessary components (internal wires and outlets, etc) required to complete the system in perfect case, the fire alarm control panel shall be erected in pump operating room. | LS | 1 | 1 | 5000 | 5000 | MAT_Raw | Elkayan specialized cables | 1 - Sharaf Al Deen-Main Pump Station NO. 3-25-43162- | Fire alarm system complete with Conventional fire alarm control panel, smoke detectors, heat detectors, manual call point, bell, fire alarm siren and wire and all necessary components (internal wires and outlets, etc) required to complete the system in perfect case, the fire alarm control panel shall be erected in pump operating room. | LS | 1 | 3946.25 | 3946.25 | EGP | MAT_Raw
Abo Shanab El Agamien _0195 |  | RFQ-00089 | Mostafa Shourbagi | MEP (Electro Mechanical) | 2024-08-11 | Fire Alarm Cables | Approved | 1 - Sharaf Al Deen-Main Pump Station NO. 3-25-43162- | Fire alarm system complete with Conventional fire alarm control panel, smoke detectors, heat detectors, manual call point, bell, fire alarm siren and wire and all necessary components (internal wires and outlets, etc) required to complete the system in perfect case, the fire alarm control panel shall be erected in pump operating room. | LS | 1 | 1 | 5000 | 5000 | MAT_Raw | Elkayan specialized cables | 1 - Sharaf Al Deen-Main Pump Station NO. 3-25-43162- | Fire alarm system complete with Conventional fire alarm control panel, smoke detectors, heat detectors, manual call point, bell, fire alarm siren and wire and all necessary components (internal wires and outlets, etc) required to complete the system in perfect case, the fire alarm control panel shall be erected in pump operating room. | LS | 1 | 8155.75 | 8155.75 | EGP | MAT_Raw
Abo Shanab El Agamien _0195 |  | RFQ-00089 | Mostafa Shourbagi | MEP (Electro Mechanical) | 2024-08-11 | Fire Alarm Cables | Approved | 9 - Seror-Pumping Station NO. 3-22-3.3.18- | Fire alarm system complete with Conventional fire alarm control panel, smoke detectors, heat detectors, manual call point, bell, fire alarm siren and wire and all necessary components (internal wires and outlets, etc) required to complete the system in perfect case, the fire alarm control panel shall be erected in pump operating room. | LS | 1 | 1 | 5000 | 5000 | MAT_Raw | Elkayan specialized cables | 9 - Seror-Pumping Station NO. 3-22-3.3.18- | Fire alarm system complete with Conventional fire alarm control panel, smoke detectors, heat detectors, manual call point, bell, fire alarm siren and wire and all necessary components (internal wires and outlets, etc) required to complete the system in perfect case, the fire alarm control panel shall be erected in pump operating room. | LS | 1 | 8155.75 | 8155.75 | EGP | MAT_Raw
Rabigh CCPP-Civil _K0006 |  | RFQ-00047 | Mohamed Amr | Procurement | 2024-09-25 | Integrated Works | Approved | 08 11 00 DR-0008 | Supplying; installing; external; access; single leaf door; level 2 - heavy duty commercial door opening; aluminum doors and frames; coated; without grill; with vision panel; with glazing; glazing thk 3.2; clear; heat transmission coefficient 1.1 w/m2K; door dimensions 1000mm x 2000mm; thickness 45mm. | SQM | 4.4 | 4.4 | 2966.25 | 13051.5 | SC_Supply/Apply | Saudi Geo | 08 11 00 DR-0008 | Supplying; installing; external; access; single leaf door; level 2 - heavy duty commercial door opening; aluminum doors and frames; coated; without grill; with vision panel; with glazing; glazing thk 3.2; clear; heat transmission coefficient 1.1 w/m2K; door dimensions 1000mm x 2000mm; thickness 45mm. | SQM | 4.4 | 2240 | 9856 | SAR | SC_Supply/Apply
Rabigh CCPP-Civil _K0006 |  | RFQ-00047 | Mohamed Amr | Procurement | 2024-09-25 | Integrated Works | Approved | 09 68 00 CP-0011 | Supplying; installing; heavy duty; lined; sheet carpet; 9mm thk; on concrete substrate. | SQM | 63.7 | 63.7 | 308.75 | 19667.38 | SC_Supply/Apply | Saudi Geo | 09 68 00 CP-0011 | Supplying; installing; heavy duty; lined; sheet carpet; 9mm thk; on concrete substrate. | SQM | 63.7 | 273 | 17390.1 | SAR | SC_Supply/Apply
Rabigh CCPP-Civil _K0006 |  | RFQ-00047 | Mohamed Amr | Procurement | 2024-09-25 | Integrated Works | Approved | 09 69 00 ACF-0012 | Supplying; installing; access flooring system; not exceeding 150cm cavity underneath; load capacity 10KN/m2; panel thickness 40mm; panel dimensions 600x600mm; composite panels of calcium sulphate core; low conductive vinyl tiles. | SQM | 1460 | 1460 | 672 | 981120 | SC_Supply/Apply | Saudi Geo | 09 69 00 ACF-0012 | Supplying; installing; access flooring system; not exceeding 150cm cavity underneath; load capacity 10KN/m2; panel thickness 40mm; panel dimensions 600x600mm; composite panels of calcium sulphate core; low conductive vinyl tiles. | SQM | 1460 | 430 | 627800 | SAR | SC_Supply/Apply
Rabigh CCPP-Civil _K0006 |  | RFQ-00047 | Mohamed Amr | Procurement | 2024-09-25 | Integrated Works | Approved | 09 79 00 SKR-0012 | Supplying; installing; cementous skirting; height 10cm; epoxy coated. | MTR | 1605 | 1605 | 13.5 | 21667.5 | SC_Supply/Apply | Saudi Geo | 09 79 00 SKR-0012 | Supplying; installing; cementous skirting; height 10cm; epoxy coated. | MTR | 1605 | 16 | 25680 | SAR | SC_Supply/Apply
Rabigh CCPP-Civil _K0006 |  | RFQ-00047 | Mohamed Amr | Procurement | 2024-09-25 | Integrated Works | Approved | 09 30 00 TIL-0019 | Supplying; installing; normal; light weight cement tiles; with covering width > 600mm wide; tile dimension 30x30cm; thickness 50mm; to roof; using cement mortar; thick mortar bed of 20mm thk. | SQM | 3414 | 3414 | 101.98 | 348159.72 | SC_Apply | Saudi Geo | 09 30 00 TIL-0019 | Supplying; installing; normal; light weight cement tiles; with covering width > 600mm wide; tile dimension 30x30cm; thickness 50mm; to roof; using cement mortar; thick mortar bed of 20mm thk. | SQM | 3414 | 93 | 317502 | SAR | SC_Apply
Rabigh CCPP-Civil _K0006 |  | RFQ-00047 | Mohamed Amr | Procurement | 2024-09-25 | Integrated Works | Approved | 05 52 13 HR-0000 | Supplying; fabricating; delivering; unloading at site; fixed; aluminum ATSM B429; handrails; height 1.1 m; pipe Dia. 49.0mm post; pipe Dia. 49.0mm top rail; 1 mid rail; pipe Dia. 49.0mm rail; base plate 70mm x 70mm x 10mm; toe plate 3mmx100mm; max spacing between posts is 1.5m. | MTR | 190.09 | 190.09 | 2250 | 427702.5 | SC_Supply/Apply | Saudi Geo | 05 52 13 HR-0000 | Supplying; fabricating; delivering; unloading at site; fixed; aluminum ATSM B429; handrails; height 1.1 m; pipe Dia. 49.0mm post; pipe Dia. 49.0mm top rail; 1 mid rail; pipe Dia. 49.0mm rail; base plate 70mm x 70mm x 10mm; toe plate 3mmx100mm; max spacing between posts is 1.5m. | MTR | 190.09 | 1694 | 322012.46 | SAR | SC_Supply/Apply
Rabigh CCPP-Civil _K0006 |  | RFQ-00047 | Mohamed Amr | Procurement | 2024-09-25 | Integrated Works | Approved | 09 30 00 TIL-0022 | Supplying; installing; anti acid; ceramic tiles; with covering width > 500mm; tile dimension (Var.); thickness 8mm; to wall; using anti acid mortar; thick mortar bed of 15mm thk. | SQM | 485 | 485 | 104.37 | 50619.45 | SC_Apply | Saudi Geo | 09 30 00 TIL-0022 | Supplying; installing; anti acid; ceramic tiles; with covering width > 500mm; tile dimension (Var.); thickness 8mm; to wall; using anti acid mortar; thick mortar bed of 15mm thk. | SQM | 485 | 130 | 63050 | SAR | SC_Apply
Rabigh CCPP-Civil _K0006 |  | RFQ-00047 | Mohamed Amr | Procurement | 2024-09-25 | Integrated Works | Approved | 09 24 00 CP-0011 | Supplying; applying; cement plastering; manual application; for internal Ceiling; with cement content 300 kg/m3; with a total plastering thickness 20 mm; on 2 layer; using Type I—ordinary portland cement; as per ASTM C 150. | SQM | 500 | 500 | 40.43 | 20215 | MAT_Raw | Saudi Geo | 09 24 00 CP-0011 | Supplying; applying; cement plastering; manual application; for internal Ceiling; with cement content 300 kg/m3; with a total plastering thickness 20 mm; on 2 layer; using Type I—ordinary portland cement; as per ASTM C 150. | SQM | 500 | 52 | 26000 | SAR | MAT_Raw
Damietta Container Terminal-Infra & Bldgs _0216 |  | RFQ-00048 | Mohamed Maher | Operation | 2024-10-08 | اعمال مصنعيات شبكات و اعمال ترابية | Approved | 10.22 - Infrastructure Package-9_Pavement-02720-9.2.1 | بالمتر المكعب مقاولة تشغيل رمل احلال مكونة من ناتج كسارة ( سن متدرج طبقا للموصفات ) و السعر يشمل الخلط و النقل الي الموقع و الكارتات و السولار و التشغيل علي طبقات و الدمك و الرش للوصول للمناسيب المطلوبة وتسوية سطح الارض الطبيعية و دمكها طبقا لمواصفات المشروع و تعليمات الاستشاري و ممثل الطرف الاول ( السعر لايشمل المياه لزوم التشغيل ) | CBM | 101149.96 | 22000 | 1.82 | 40040 | SC_Apply | محمد سليم موسي ابراهيم | 10.22 - Infrastructure Package-9_Pavement-02720-9.2.1 | بالمتر المكعب مقاولة تشغيل رمل احلال مكونة من ناتج كسارة ( سن متدرج طبقا للموصفات ) و السعر يشمل الخلط و النقل الي الموقع و الكارتات و السولار و التشغيل علي طبقات و الدمك و الرش للوصول للمناسيب المطلوبة وتسوية سطح الارض الطبيعية و دمكها طبقا لمواصفات المشروع و تعليمات الاستشاري و ممثل الطرف الاول ( السعر لايشمل المياه لزوم التشغيل ) | CBM | 22000 | 70 | 1540000 | EGP | SC_Apply
Damietta Container Terminal-Infra & Bldgs _0216 |  | RFQ-00048 | Mohamed Maher | Operation | 2024-10-08 | اعمال مصنعيات شبكات و اعمال ترابية | Approved | 10.22 - Infrastructure Package-9_Pavement-02710-9.3.1 | بالمتر المسطح مقاولة اعمال تشغيل طبقات CBGM بعمق 65 سم علي 3 طبقات (فنشر) و السعر يشمل الخلط و النقل الي الموقع و الكارتات و السولار و التشغيل علي طبقات و الدمك و الرش و المعالجة و الوصول للمناسيب المطلوبة طبقا لموصفات المشروع و تعليمات المهندس الاستشاري و ممثل الطرف الاول | SQM | 591745.73 | 140000 | 1.41 | 197400 | SC_Apply | محمد سليم موسي ابراهيم | 10.22 - Infrastructure Package-9_Pavement-02710-9.3.1 | بالمتر المسطح مقاولة اعمال تشغيل طبقات CBGM بعمق 65 سم علي 3 طبقات (فنشر) و السعر يشمل الخلط و النقل الي الموقع و الكارتات و السولار و التشغيل علي طبقات و الدمك و الرش و المعالجة و الوصول للمناسيب المطلوبة طبقا لموصفات المشروع و تعليمات المهندس الاستشاري و ممثل الطرف الاول | SQM | 140000 | 70 | 9800000 | EGP | SC_Apply
MOC HQ at Diriyah _K0005 |  | RFQ-00033 | Hussein Nabil | MEP (Electro Mechanical) | 2024-09-17 | Supply & Install MEP Items - Ground Floor | Approved | 12.10 - Section 15060 - Pipe Works and Fittings-3 | 32mm diameter | MTR | 583 | 195 | 58.18 | 11345.1 | SC_Supply/Apply | سليمان محمد سليمان القرعاوي | 12.10 - Section 15060 - Pipe Works and Fittings-3 | 32mm diameter | MTR | 195 | 53 | 10335 | SAR | SC_Supply/Apply
MOC HQ at Diriyah _K0005 |  | RFQ-00033 | Hussein Nabil | MEP (Electro Mechanical) | 2024-09-17 | Supply & Install MEP Items - Ground Floor | Approved | 12.10 - Section 15060 - Pipe Works and Fittings-4 | 40mm diameter | MTR | 310 | 104 | 93.94 | 9769.76 | SC_Supply/Apply | سليمان محمد سليمان القرعاوي | 12.10 - Section 15060 - Pipe Works and Fittings-4 | 40mm diameter | MTR | 104 | 67 | 6968 | SAR | SC_Supply/Apply
MOC HQ at Diriyah _K0005 |  | RFQ-00033 | Hussein Nabil | MEP (Electro Mechanical) | 2024-09-17 | Supply & Install MEP Items - Ground Floor | Approved | 12.10 - Section 15060 - Pipe Works and Fittings-5 | 50mm diameter | MTR | 35 | 12 | 198 | 2376 | SC_Supply/Apply | سليمان محمد سليمان القرعاوي | 12.10 - Section 15060 - Pipe Works and Fittings-5 | 50mm diameter | MTR | 12 | 80 | 960 | SAR | SC_Supply/Apply
MOC HQ at Diriyah _K0005 |  | RFQ-00033 | Hussein Nabil | MEP (Electro Mechanical) | 2024-09-17 | Supply & Install MEP Items - Ground Floor | Approved | 12.10 - Section 15060 - Pipe Works and Fittings-6 | 63mm diameter | MTR | 255 | 85 | 39.06 | 3320.1 | SC_Supply/Apply | سليمان محمد سليمان القرعاوي | 12.10 - Section 15060 - Pipe Works and Fittings-6 | 63mm diameter | MTR | 85 | 112.31 | 9546.35 | SAR | SC_Supply/Apply
MOC HQ at Diriyah _K0005 |  | RFQ-00033 | Hussein Nabil | MEP (Electro Mechanical) | 2024-09-17 | Supply & Install MEP Items - Ground Floor | Approved | 12.10 - Section 15440 - Plumbing Fixtures-63 | Bath Tub (BT-1) FIRE SYSTEM | ECH | 1 | 1 | 6600 | 6600 | SC_Apply | سليمان محمد سليمان القرعاوي | 12.10 - Section 15440 - Plumbing Fixtures-63 | Bath Tub (BT-1) FIRE SYSTEM | ECH | 1 | 610 | 610 | SAR | SC_Apply
MOC HQ at Diriyah _K0005 |  | RFQ-00033 | Hussein Nabil | MEP (Electro Mechanical) | 2024-09-17 | Supply & Install MEP Items - Ground Floor | Approved | 12.10 - Section 15410 - Cold Water Supply-27 | 2 m3 capacity (kitchen potable water) | ECH | 1 | 1 | 60048 | 60048 | SC_Supply/Apply | سليمان محمد سليمان القرعاوي | 12.10 - Section 15410 - Cold Water Supply-27 | 2 m3 capacity (kitchen potable water) | ECH | 1 | 43669.44 | 43669.44 | SAR | SC_Supply/Apply
MOC HQ at Diriyah _K0005 |  | RFQ-00033 | Hussein Nabil | MEP (Electro Mechanical) | 2024-09-17 | Supply & Install MEP Items - Ground Floor | Approved | 12.10 - Section 15440 - Plumbing Fixtures-56 | Water Closets (WC-1) | ECH | 111 | 37 | 540.09 | 19983.33 | SC_Apply | سليمان محمد سليمان القرعاوي | 12.10 - Section 15440 - Plumbing Fixtures-56 | Water Closets (WC-1) | ECH | 37 | 452 | 16724 | SAR | SC_Apply
MOC HQ at Diriyah _K0005 |  | RFQ-00033 | Hussein Nabil | MEP (Electro Mechanical) | 2024-09-17 | Supply & Install MEP Items - Ground Floor | Approved | 12.10 - Section 15440 - Plumbing Fixtures-57 | Lavatories (LAV-1) | ECH | 148 | 50 | 468.24 | 23412 | SC_Apply | سليمان محمد سليمان القرعاوي | 12.10 - Section 15440 - Plumbing Fixtures-57 | Lavatories (LAV-1) | ECH | 50 | 320 | 16000 | SAR | SC_Apply
MOC HQ at Diriyah _K0005 |  | RFQ-00033 | Hussein Nabil | MEP (Electro Mechanical) | 2024-09-17 | Supply & Install MEP Items - Ground Floor | Approved | 12.10 - Section 15440 - Plumbing Fixtures-58 | Showers (SH-1) | ECH | 5 | 2 | 770 | 1540 | SC_Apply | سليمان محمد سليمان القرعاوي | 12.10 - Section 15440 - Plumbing Fixtures-58 | Showers (SH-1) | ECH | 2 | 280 | 560 | SAR | SC_Apply
MOC HQ at Diriyah _K0005 |  | RFQ-00033 | Hussein Nabil | MEP (Electro Mechanical) | 2024-09-17 | Supply & Install MEP Items - Ground Floor | Approved | 12.10 - Section 15440 - Plumbing Fixtures-60 | Ablutions (Male & Female) | ECH | 13 | 5 | 550 | 2750 | SC_Apply | سليمان محمد سليمان القرعاوي | 12.10 - Section 15440 - Plumbing Fixtures-60 | Ablutions (Male & Female) | ECH | 5 | 280 | 1400 | SAR | SC_Apply
MOC HQ at Diriyah _K0005 |  | RFQ-00033 | Hussein Nabil | MEP (Electro Mechanical) | 2024-09-17 | Supply & Install MEP Items - Ground Floor | Approved | 12.10 - Section 15440 - Plumbing Fixtures-62 | Kitchen Sink (KS-1) (For pantry and kitchens) | ECH | 19 | 7 | 347.37 | 2431.59 | SC_Apply | سليمان محمد سليمان القرعاوي | 12.10 - Section 15440 - Plumbing Fixtures-62 | Kitchen Sink (KS-1) (For pantry and kitchens) | ECH | 7 | 400 | 2800 | SAR | SC_Apply
MOC HQ at Diriyah _K0005 |  | RFQ-00033 | Hussein Nabil | MEP (Electro Mechanical) | 2024-09-17 | Supply & Install MEP Items - Ground Floor | Approved | 12.10 - Section 15060 - Pipe Works and Fittings-10 | 100mm diameter | MTR | 30 | 10 | 406 | 4060 | SC_Supply/Apply | سليمان محمد سليمان القرعاوي | 12.10 - Section 15060 - Pipe Works and Fittings-10 | 100mm diameter | MTR | 10 | 307 | 3070 | SAR | SC_Supply/Apply
MOC HQ at Diriyah _K0005 |  | RFQ-00033 | Hussein Nabil | MEP (Electro Mechanical) | 2024-09-17 | Supply & Install MEP Items - Ground Floor | Approved | 12.10 - Section 15060 - Pipe Works and Fittings-11 | 150mm diameter | MTR | 41 | 14 | 361.46 | 5060.44 | SC_Supply/Apply | سليمان محمد سليمان القرعاوي | 12.10 - Section 15060 - Pipe Works and Fittings-11 | 150mm diameter | MTR | 14 | 507 | 7098 | SAR | SC_Supply/Apply
MOC HQ at Diriyah _K0005 |  | RFQ-00033 | Hussein Nabil | MEP (Electro Mechanical) | 2024-09-17 | Supply & Install MEP Items - Ground Floor | Approved | 12.10 - Section 15100 - Valves and Specialties-12 | 25mm diameter gate valves | ECH | 16 | 6 | 167.38 | 1004.28 | SC_Supply/Apply | سليمان محمد سليمان القرعاوي | 12.10 - Section 15100 - Valves and Specialties-12 | 25mm diameter gate valves | ECH | 6 | 196 | 1176 | SAR | SC_Supply/Apply
MOC HQ at Diriyah _K0005 |  | RFQ-00033 | Hussein Nabil | MEP (Electro Mechanical) | 2024-09-17 | Supply & Install MEP Items - Ground Floor | Approved | 12.10 - Section 15100 - Valves and Specialties-13 | 32mm diameter gate valves | ECH | 4 | 2 | 260 | 520 | SC_Supply/Apply | سليمان محمد سليمان القرعاوي | 12.10 - Section 15100 - Valves and Specialties-13 | 32mm diameter gate valves | ECH | 2 | 275 | 550 | SAR | SC_Supply/Apply
MOC HQ at Diriyah _K0005 |  | RFQ-00033 | Hussein Nabil | MEP (Electro Mechanical) | 2024-09-17 | Supply & Install MEP Items - Ground Floor | Approved | 12.10 - Section 15100 - Valves and Specialties-14 | 40mm diameter gate valves | ECH | 35 | 12 | 400 | 4800 | SC_Supply/Apply | سليمان محمد سليمان القرعاوي | 12.10 - Section 15100 - Valves and Specialties-14 | 40mm diameter gate valves | ECH | 12 | 353 | 4236 | SAR | SC_Supply/Apply
MOC HQ at Diriyah _K0005 |  | RFQ-00033 | Hussein Nabil | MEP (Electro Mechanical) | 2024-09-17 | Supply & Install MEP Items - Ground Floor | Approved | 12.10 - Section 15100 - Valves and Specialties-20 | Water hammer arrestors | ECH | 136 | 46 | 128.44 | 5908.24 | SC_Supply/Apply | سليمان محمد سليمان القرعاوي | 12.10 - Section 15100 - Valves and Specialties-20 | Water hammer arrestors | ECH | 46 | 206.12 | 9481.52 | SAR | SC_Supply/Apply
MOC HQ at Diriyah _K0005 |  | RFQ-00033 | Hussein Nabil | MEP (Electro Mechanical) | 2024-09-17 | Supply & Install MEP Items - Ground Floor | Approved | 12.10 - Section 15260 - Insulation and Lagging-24 | 25mm diameter | MTR | 1080 | 360 | 40.77 | 14677.2 | SC_Supply/Apply | سليمان محمد سليمان القرعاوي | 12.10 - Section 15260 - Insulation and Lagging-24 | 25mm diameter | MTR | 360 | 116.1 | 41796 | SAR | SC_Supply/Apply
MOC HQ at Diriyah _K0005 |  | RFQ-00033 | Hussein Nabil | MEP (Electro Mechanical) | 2024-09-17 | Supply & Install MEP Items - Ground Floor | Approved | 12.10 - Section 15260 - Insulation and Lagging-25 | 32mm diameter | MTR | 262 | 88 | 183.74 | 16169.12 | SC_Supply/Apply | سليمان محمد سليمان القرعاوي | 12.10 - Section 15260 - Insulation and Lagging-25 | 32mm diameter | MTR | 88 | 158.5 | 13948 | SAR | SC_Supply/Apply
MOC HQ at Diriyah _K0005 |  | RFQ-00033 | Hussein Nabil | MEP (Electro Mechanical) | 2024-09-17 | Supply & Install MEP Items - Ground Floor | Approved | 12.10 - Section 15060 - Pipe Works and Fittings-33 | 50mm diameter | MTR | 1126 | 376 | 29.35 | 11035.6 | SC_Supply/Apply | سليمان محمد سليمان القرعاوي | 12.10 - Section 15060 - Pipe Works and Fittings-33 | 50mm diameter | MTR | 376 | 42 | 15792 | SAR | SC_Supply/Apply
MOC HQ at Diriyah _K0005 |  | RFQ-00033 | Hussein Nabil | MEP (Electro Mechanical) | 2024-09-17 | Supply & Install MEP Items - Ground Floor | Approved | 12.10 - Section 15060 - Pipe Works and Fittings-34 | 75mm diameter | MTR | 782 | 261 | 40.03 | 10447.83 | SC_Supply/Apply | سليمان محمد سليمان القرعاوي | 12.10 - Section 15060 - Pipe Works and Fittings-34 | 75mm diameter | MTR | 261 | 64 | 16704 | SAR | SC_Supply/Apply
MOC HQ at Diriyah _K0005 |  | RFQ-00033 | Hussein Nabil | MEP (Electro Mechanical) | 2024-09-17 | Supply & Install MEP Items - Ground Floor | Approved | 12.10 - Section 15060 - Pipe Works and Fittings-35 | 110mm diameter | MTR | 918 | 306 | 58.3 | 17839.8 | SC_Supply/Apply | سليمان محمد سليمان القرعاوي | 12.10 - Section 15060 - Pipe Works and Fittings-35 | 110mm diameter | MTR | 306 | 113 | 34578 | SAR | SC_Supply/Apply
MOC HQ at Diriyah _K0005 |  | RFQ-00033 | Hussein Nabil | MEP (Electro Mechanical) | 2024-09-17 | Supply & Install MEP Items - Ground Floor | Approved | 12.10 - Section 15420- Drainage-45 | 75mm diameter floor drain (75mm FD-1) | ECH | 172 | 58 | 687.13 | 39853.54 | SC_Supply/Apply | سليمان محمد سليمان القرعاوي | 12.10 - Section 15420- Drainage-45 | 75mm diameter floor drain (75mm FD-1) | ECH | 58 | 480 | 27840 | SAR | SC_Supply/Apply
MOC HQ at Diriyah _K0005 |  | RFQ-00033 | Hussein Nabil | MEP (Electro Mechanical) | 2024-09-17 | Supply & Install MEP Items - Ground Floor | Approved | 12.10 - Section 15420- Drainage-48 | 100mm diameter floor clean out (100mm FCO) | ECH | 26 | 9 | 1401 | 12609 | SC_Supply/Apply | سليمان محمد سليمان القرعاوي | 12.10 - Section 15420- Drainage-48 | 100mm diameter floor clean out (100mm FCO) | ECH | 9 | 500 | 4500 | SAR | SC_Supply/Apply
MOC HQ at Diriyah _K0005 |  | RFQ-00033 | Hussein Nabil | MEP (Electro Mechanical) | 2024-09-17 | Supply & Install MEP Items - Ground Floor | Approved | 12.10 - Electric Domestic Water Heaters-54 | EWH-1 (50L) | ECH | 20 | 7 | 1102.5 | 7717.5 | SC_Supply/Apply | سليمان محمد سليمان القرعاوي | 12.10 - Electric Domestic Water Heaters-54 | EWH-1 (50L) | ECH | 7 | 1279.79 | 8958.53 | SAR | SC_Supply/Apply
MOC HQ at Diriyah _K0005 |  | RFQ-00033 | Hussein Nabil | MEP (Electro Mechanical) | 2024-09-17 | Supply & Install MEP Items - Ground Floor | Approved | 12.10 - Electric Domestic Water Heaters-55 | EWH-1 (70L) | ECH | 15 | 5 | 981.47 | 4907.35 | SC_Supply/Apply | سليمان محمد سليمان القرعاوي | 12.10 - Electric Domestic Water Heaters-55 | EWH-1 (70L) | ECH | 5 | 1473.7 | 7368.5 | SAR | SC_Supply/Apply
MOC HQ at Diriyah _K0005 |  | RFQ-00033 | Hussein Nabil | MEP (Electro Mechanical) | 2024-09-17 | Supply & Install MEP Items - Ground Floor | Approved | 12.10 - Electric Domestic Water Heaters-54 | EWH-1 (90L) | ECH | 20 | 7 | 1102.5 | 7717.5 | SC_Supply/Apply | سليمان محمد سليمان القرعاوي | 12.10 - Electric Domestic Water Heaters-54 | EWH-1 (90L) | ECH | 7 | 2691.95 | 18843.65 | SAR | SC_Supply/Apply
MOC HQ at Diriyah _K0005 |  | RFQ-00033 | Hussein Nabil | MEP (Electro Mechanical) | 2024-09-17 | Supply & Install MEP Items - Ground Floor | Approved | 12.10 - Electric Domestic Water Heaters-55 | EWH-1 (150L) | ECH | 2 | 1 | 727 | 727 | SC_Supply/Apply | سليمان محمد سليمان القرعاوي | 12.10 - Electric Domestic Water Heaters-55 | EWH-1 (150L) | ECH | 1 | 3448.31 | 3448.31 | SAR | SC_Supply/Apply
MOC HQ at Diriyah _K0005 |  | RFQ-00033 | Hussein Nabil | MEP (Electro Mechanical) | 2024-09-17 | Supply & Install MEP Items - Ground Floor | Approved | 12.10 - Section 15440 - Plumbing Fixtures-61 | Janitor Sink | ECH | 20 | 7 | 660 | 4620 | SC_Apply | سليمان محمد سليمان القرعاوي | 12.10 - Section 15440 - Plumbing Fixtures-61 | Janitor Sink | ECH | 7 | 302 | 2114 | SAR | SC_Apply
MOC HQ at Diriyah _K0005 |  | RFQ-00033 | Hussein Nabil | MEP (Electro Mechanical) | 2024-09-17 | Supply & Install MEP Items - Ground Floor | Approved | 12.11 - Section 15060 - Pipe Works and Fittings-64 | 25mm diameter | MTR | 5578.3 | 1860 | 53.82 | 100105.2 | SC_Supply/Apply | سليمان محمد سليمان القرعاوي | 12.11 - Section 15060 - Pipe Works and Fittings-64 | 25mm diameter | MTR | 1860 | 60.76 | 113013.6 | SAR | SC_Supply/Apply
MOC HQ at Diriyah _K0005 |  | RFQ-00033 | Hussein Nabil | MEP (Electro Mechanical) | 2024-09-17 | Supply & Install MEP Items - Ground Floor | Approved | 12.11 - Section 15060 - Pipe Works and Fittings-71 | 32mm diameter | MTR | 773.95 | 258 | 201.25 | 51922.5 | SC_Supply/Apply | سليمان محمد سليمان القرعاوي | 12.11 - Section 15060 - Pipe Works and Fittings-71 | 32mm diameter | MTR | 258 | 72.8 | 18782.4 | SAR | SC_Supply/Apply
MOC HQ at Diriyah _K0005 |  | RFQ-00033 | Hussein Nabil | MEP (Electro Mechanical) | 2024-09-17 | Supply & Install MEP Items - Ground Floor | Approved | 12.11 - Section 15060 - Pipe Works and Fittings-66 | 40mm diameter | MTR | 942.7 | 315 | 145.71 | 45898.65 | SC_Supply/Apply | سليمان محمد سليمان القرعاوي | 12.11 - Section 15060 - Pipe Works and Fittings-66 | 40mm diameter | MTR | 315 | 86.61 | 27282.15 | SAR | SC_Supply/Apply
MOC HQ at Diriyah _K0005 |  | RFQ-00033 | Hussein Nabil | MEP (Electro Mechanical) | 2024-09-17 | Supply & Install MEP Items - Ground Floor | Approved | 12.11 - Section 15060 - Pipe Works and Fittings-67 | 50mm diameter | MTR | 781.1 | 261 | 222.61 | 58101.21 | SC_Supply/Apply | سليمان محمد سليمان القرعاوي | 12.11 - Section 15060 - Pipe Works and Fittings-67 | 50mm diameter | MTR | 261 | 109 | 28449 | SAR | SC_Supply/Apply
MOC HQ at Diriyah _K0005 |  | RFQ-00033 | Hussein Nabil | MEP (Electro Mechanical) | 2024-09-17 | Supply & Install MEP Items - Ground Floor | Approved | 12.11 - Section 15060 - Pipe Works and Fittings-68 | 65mm diameter | MTR | 1286.98 | 429 | 134.42 | 57666.18 | SC_Supply/Apply | سليمان محمد سليمان القرعاوي | 12.11 - Section 15060 - Pipe Works and Fittings-68 | 65mm diameter | MTR | 429 | 138.78 | 59536.62 | SAR | SC_Supply/Apply
MOC HQ at Diriyah _K0005 |  | RFQ-00033 | Hussein Nabil | MEP (Electro Mechanical) | 2024-09-17 | Supply & Install MEP Items - Ground Floor | Approved | 12.11 - Section 15060 - Pipe Works and Fittings-69 | 80mm diameter | MTR | 545.92 | 182 | 225.03 | 40955.46 | SC_Supply/Apply | سليمان محمد سليمان القرعاوي | 12.11 - Section 15060 - Pipe Works and Fittings-69 | 80mm diameter | MTR | 182 | 184 | 33488 | SAR | SC_Supply/Apply
MOC HQ at Diriyah _K0005 |  | RFQ-00033 | Hussein Nabil | MEP (Electro Mechanical) | 2024-09-17 | Supply & Install MEP Items - Ground Floor | Approved | 12.11 - Section 15060 - Pipe Works and Fittings-70 | 100mm diameter | MTR | 574.98 | 192 | 288.01 | 55297.92 | SC_Supply/Apply | سليمان محمد سليمان القرعاوي | 12.11 - Section 15060 - Pipe Works and Fittings-70 | 100mm diameter | MTR | 192 | 272.76 | 52369.92 | SAR | SC_Supply/Apply
MOC HQ at Diriyah _K0005 |  | RFQ-00033 | Hussein Nabil | MEP (Electro Mechanical) | 2024-09-17 | Supply & Install MEP Items - Ground Floor | Approved | 12.11 - Section 15060 - Pipe Works and Fittings-72 | 150mm diameter | MTR | 459.76 | 154 | 471.99 | 72686.46 | SC_Supply/Apply | سليمان محمد سليمان القرعاوي | 12.11 - Section 15060 - Pipe Works and Fittings-72 | 150mm diameter | MTR | 154 | 481 | 74074 | SAR | SC_Supply/Apply
MOC HQ at Diriyah _K0005 |  | RFQ-00033 | Hussein Nabil | MEP (Electro Mechanical) | 2024-09-17 | Supply & Install MEP Items - Ground Floor | Approved | 12.11 - Section 15310 - Fire fighting system components and accessories-73 | 150mm diameter | ECH | 9 | 3 | 21427.2 | 64281.6 | SC_Supply/Apply | سليمان محمد سليمان القرعاوي | 12.11 - Section 15310 - Fire fighting system components and accessories-73 | 150mm diameter | ECH | 3 | 12000 | 36000 | SAR | SC_Supply/Apply
MOC HQ at Diriyah _K0005 |  | RFQ-00033 | Hussein Nabil | MEP (Electro Mechanical) | 2024-09-17 | Supply & Install MEP Items - Ground Floor | Approved | 12.11 - Section 15310 - Fire fighting system components and accessories-73 | Test & Drain Valve with End Cap | ECH | 47 | 16 | 1025.77 | 16412.32 | SC_Supply/Apply | سليمان محمد سليمان القرعاوي | 12.11 - Section 15310 - Fire fighting system components and accessories-73 | Test & Drain Valve with End Cap | ECH | 16 | 840.27 | 13444.32 | SAR | SC_Supply/Apply
Abo Shanab El Agamien _0195 |  | RFQ-00089 | Mostafa Shourbagi | MEP (Electro Mechanical) | 2024-08-11 | Fire Alarm Cables | Approved | 7 - Raslan & Mokhtar Eissa-Pumping Station NO. 3-20-3.3.17- | Fire alarm system complete with Conventional fire alarm control panel, smoke detectors, heat detectors, manual call point, bell, fire alarm siren and wire and all necessary components (internal wires and outlets, etc) required to complete the system in perfect case, the fire alarm control panel shall be erected in pump operating room. | LS | 1 | 1 | 5000 | 5000 | MAT_Raw | Elkayan specialized cables | 7 - Raslan & Mokhtar Eissa-Pumping Station NO. 3-20-3.3.17- | Fire alarm system complete with Conventional fire alarm control panel, smoke detectors, heat detectors, manual call point, bell, fire alarm siren and wire and all necessary components (internal wires and outlets, etc) required to complete the system in perfect case, the fire alarm control panel shall be erected in pump operating room. | LS | 1 | 3946.25 | 3946.25 | EGP | MAT_Raw
Abo Shanab El Agamien _0195 |  | RFQ-00089 | Mostafa Shourbagi | MEP (Electro Mechanical) | 2024-08-11 | Fire Alarm Cables | Approved | 7 - Raslan & Mokhtar Eissa-Pumping Station NO. 3-20-3.3.17- | Fire alarm system complete with Conventional fire alarm control panel, smoke detectors, heat detectors, manual call point, bell, fire alarm siren and wire and all necessary components (internal wires and outlets, etc) required to complete the system in perfect case, the fire alarm control panel shall be erected in pump operating room. | LS | 1 | 1 | 5000 | 5000 | MAT_Raw | Elkayan specialized cables | 7 - Raslan & Mokhtar Eissa-Pumping Station NO. 3-20-3.3.17- | Fire alarm system complete with Conventional fire alarm control panel, smoke detectors, heat detectors, manual call point, bell, fire alarm siren and wire and all necessary components (internal wires and outlets, etc) required to complete the system in perfect case, the fire alarm control panel shall be erected in pump operating room. | LS | 1 | 8155.75 | 8155.75 | EGP | MAT_Raw
Abo Shanab El Agamien _0195 |  | RFQ-00089 | Mostafa Shourbagi | MEP (Electro Mechanical) | 2024-08-11 | Fire Alarm Cables | Approved | 6 - Huwaydi Village-Pumping Station NO. 3-18-3.3.18- | Fire alarm system complete with Conventional fire alarm control panel, smoke detectors, heat detectors, manual call point, bell, fire alarm siren and wire and all necessary components (internal wires and outlets, etc) required to complete the system in perfect case, the fire alarm control panel shall be erected in pump operating room. | LS | 1 | 1 | 5000 | 5000 | MAT_Raw | Elkayan specialized cables | 6 - Huwaydi Village-Pumping Station NO. 3-18-3.3.18- | Fire alarm system complete with Conventional fire alarm control panel, smoke detectors, heat detectors, manual call point, bell, fire alarm siren and wire and all necessary components (internal wires and outlets, etc) required to complete the system in perfect case, the fire alarm control panel shall be erected in pump operating room. | LS | 1 | 3946.25 | 3946.25 | EGP | MAT_Raw
Abo Shanab El Agamien _0195 |  | RFQ-00089 | Mostafa Shourbagi | MEP (Electro Mechanical) | 2024-08-11 | Fire Alarm Cables | Approved | 8 - Abd Al-Qawy Salem&Zaraby-PUMP STATION NO. 3-19-3.3.18- | Fire alarm system complete with Conventional fire alarm control panel, smoke detectors, heat detectors, manual call point, bell, fire alarm siren and wire and all necessary components (internal wires and outlets, etc) required to complete the system in perfect case, the fire alarm control panel shall be erected in pump operating room. | LS | 1 | 1 | 5000 | 5000 | MAT_Raw | Elkayan specialized cables | 8 - Abd Al-Qawy Salem&Zaraby-PUMP STATION NO. 3-19-3.3.18- | Fire alarm system complete with Conventional fire alarm control panel, smoke detectors, heat detectors, manual call point, bell, fire alarm siren and wire and all necessary components (internal wires and outlets, etc) required to complete the system in perfect case, the fire alarm control panel shall be erected in pump operating room. | LS | 1 | 3946.25 | 3946.25 | EGP | MAT_Raw
Abo Shanab El Agamien _0195 |  | RFQ-00089 | Mostafa Shourbagi | MEP (Electro Mechanical) | 2024-08-11 | Fire Alarm Cables | Approved | 6 - Huwaydi Village-Pumping Station NO. 3-18-3.3.18- | Fire alarm system complete with Conventional fire alarm control panel, smoke detectors, heat detectors, manual call point, bell, fire alarm siren and wire and all necessary components (internal wires and outlets, etc) required to complete the system in perfect case, the fire alarm control panel shall be erected in pump operating room. | LS | 1 | 1 | 5000 | 5000 | MAT_Raw | Elkayan specialized cables | 6 - Huwaydi Village-Pumping Station NO. 3-18-3.3.18- | Fire alarm system complete with Conventional fire alarm control panel, smoke detectors, heat detectors, manual call point, bell, fire alarm siren and wire and all necessary components (internal wires and outlets, etc) required to complete the system in perfect case, the fire alarm control panel shall be erected in pump operating room. | LS | 1 | 8155.75 | 8155.75 | EGP | MAT_Raw
Abo Shanab El Agamien _0195 |  | RFQ-00090 | Mostafa Shourbagi | MEP (Electro Mechanical) | 2024-08-11 | Coaxial Cables | Approved | 2 - Kariman Sednaoui-Main Pump Station NO. 3-19-3.3.19- | Supply, install, connect and test a complete closed circuit surveillance TV (CCTV) system complete with Weatherproof fixed camera HD, Weatherproof Motorized cameras HD, DVR, Rack, UPS, Joystick, remote controller, color photos printer, conduits, Coaxial cables, control cables, LED screen, boxes between devices, UPS....etc. and all necessary works to complete works as per specifications and contract documents. | LS | 1 | 1 | 7500 | 7500 | SC_Supply/Apply | Elkayan specialized cables | 2 - Kariman Sednaoui-Main Pump Station NO. 3-19-3.3.19- | Supply, install, connect and test a complete closed circuit surveillance TV (CCTV) system complete with Weatherproof fixed camera HD, Weatherproof Motorized cameras HD, DVR, Rack, UPS, Joystick, remote controller, color photos printer, conduits, Coaxial cables, control cables, LED screen, boxes between devices, UPS....etc. and all necessary works to complete works as per specifications and contract documents. | LS | 1 | 1800 | 1800 | EGP | SC_Supply/Apply
Abo Shanab El Agamien _0195 |  | RFQ-00090 | Mostafa Shourbagi | MEP (Electro Mechanical) | 2024-08-11 | Coaxial Cables | Approved | 8 - Abd Al-Qawy Salem&Zaraby-PUMP STATION NO. 3-19-3.3.19- | Supply, install, connect and test a complete closed circuit surveillance TV (CCTV) system complete with Weatherproof fixed camera HD, Weatherproof Motorized cameras HD, DVR, Rack, UPS, Joystick, remote controller, color photos printer, conduits, Coaxial cables, control cables, LED screen, boxes between devices, UPS....etc. and all necessary works to complete works as per specifications and contract documents. | LS | 1 | 1 | 7500 | 7500 | SC_Supply/Apply | Elkayan specialized cables | 8 - Abd Al-Qawy Salem&Zaraby-PUMP STATION NO. 3-19-3.3.19- | Supply, install, connect and test a complete closed circuit surveillance TV (CCTV) system complete with Weatherproof fixed camera HD, Weatherproof Motorized cameras HD, DVR, Rack, UPS, Joystick, remote controller, color photos printer, conduits, Coaxial cables, control cables, LED screen, boxes between devices, UPS....etc. and all necessary works to complete works as per specifications and contract documents. | LS | 1 | 1800 | 1800 | EGP | SC_Supply/Apply
Abo Shanab El Agamien _0195 |  | RFQ-00090 | Mostafa Shourbagi | MEP (Electro Mechanical) | 2024-08-11 | Coaxial Cables | Approved | 6 - Huwaydi Village-Pumping Station NO. 3-18-3.3.19- | Supply, install, connect and test a complete closed circuit surveillance TV (CCTV) system complete with Weatherproof fixed camera HD, Weatherproof Motorized cameras HD, DVR, Rack, UPS, Joystick, remote controller, color photos printer, conduits, Coaxial cables, control cables, LED screen, boxes between devices, UPS....etc. and all necessary works to complete works as per specifications and contract documents. | LS | 1 | 1 | 7500 | 7500 | SC_Supply/Apply | Elkayan specialized cables | 6 - Huwaydi Village-Pumping Station NO. 3-18-3.3.19- | Supply, install, connect and test a complete closed circuit surveillance TV (CCTV) system complete with Weatherproof fixed camera HD, Weatherproof Motorized cameras HD, DVR, Rack, UPS, Joystick, remote controller, color photos printer, conduits, Coaxial cables, control cables, LED screen, boxes between devices, UPS....etc. and all necessary works to complete works as per specifications and contract documents. | LS | 1 | 1800 | 1800 | EGP | SC_Supply/Apply
Abo Shanab El Agamien _0195 |  | RFQ-00090 | Mostafa Shourbagi | MEP (Electro Mechanical) | 2024-08-11 | Coaxial Cables | Approved | 9 - Seror-Pumping Station NO. 3-23-3.3.19- | Supply, install, connect and test a complete closed circuit surveillance TV (CCTV) system complete with Weatherproof fixed camera HD, Weatherproof Motorized cameras HD, DVR, Rack, UPS, Joystick, remote controller, color photos printer, conduits, Coaxial cables, control cables, LED screen, boxes between devices, UPS....etc. and all necessary works to complete works as per specifications and contract documents. | LS | 1 | 1 | 7500 | 7500 | SC_Supply/Apply | Elkayan specialized cables | 9 - Seror-Pumping Station NO. 3-23-3.3.19- | Supply, install, connect and test a complete closed circuit surveillance TV (CCTV) system complete with Weatherproof fixed camera HD, Weatherproof Motorized cameras HD, DVR, Rack, UPS, Joystick, remote controller, color photos printer, conduits, Coaxial cables, control cables, LED screen, boxes between devices, UPS....etc. and all necessary works to complete works as per specifications and contract documents. | LS | 1 | 1800 | 1800 | EGP | SC_Supply/Apply
Abo Shanab El Agamien _0195 |  | RFQ-00090 | Mostafa Shourbagi | MEP (Electro Mechanical) | 2024-08-11 | Coaxial Cables | Approved | 4 - Al Biltaji-Pumping Station NO. 3-20-3.3.19- | Supply, install, connect and test a complete closed circuit surveillance TV (CCTV) system complete with Weatherproof fixed camera HD, Weatherproof Motorized cameras HD, DVR, Rack, UPS, Joystick, remote controller, color photos printer, conduits, Coaxial cables, control cables, LED screen, boxes between devices, UPS....etc. and all necessary works to complete works as per specifications and contract documents. | LS | 1 | 1 | 7500 | 7500 | SC_Supply/Apply | Elkayan specialized cables | 4 - Al Biltaji-Pumping Station NO. 3-20-3.3.19- | Supply, install, connect and test a complete closed circuit surveillance TV (CCTV) system complete with Weatherproof fixed camera HD, Weatherproof Motorized cameras HD, DVR, Rack, UPS, Joystick, remote controller, color photos printer, conduits, Coaxial cables, control cables, LED screen, boxes between devices, UPS....etc. and all necessary works to complete works as per specifications and contract documents. | LS | 1 | 1800 | 1800 | EGP | SC_Supply/Apply
Abo Shanab El Agamien _0195 |  | RFQ-00090 | Mostafa Shourbagi | MEP (Electro Mechanical) | 2024-08-11 | Coaxial Cables | Approved | 1 - Sharaf Al Deen-Main Pump Station NO. 3-25-43527- | Supply, install, connect and test a complete closed circuit surveillance TV (CCTV) system complete with Weatherproof fixed camera HD, Weatherproof Motorized cameras HD, DVR, Rack, UPS, Joystick, remote controller, color photos printer, conduits, Coaxial cables, control cables, LED screen, boxes between devices, UPS....etc. and all necessary works to complete works as per specifications and contract documents. | LS | 1 | 1 | 7500 | 7500 | SC_Supply/Apply | Elkayan specialized cables | 1 - Sharaf Al Deen-Main Pump Station NO. 3-25-43527- | Supply, install, connect and test a complete closed circuit surveillance TV (CCTV) system complete with Weatherproof fixed camera HD, Weatherproof Motorized cameras HD, DVR, Rack, UPS, Joystick, remote controller, color photos printer, conduits, Coaxial cables, control cables, LED screen, boxes between devices, UPS....etc. and all necessary works to complete works as per specifications and contract documents. | LS | 1 | 1800 | 1800 | EGP | SC_Supply/Apply
Abo Shanab El Agamien _0195 |  | RFQ-00090 | Mostafa Shourbagi | MEP (Electro Mechanical) | 2024-08-11 | Coaxial Cables | Approved | 5 - Tahawi-Pumping Station NO. 3-18-3.3.19- | Supply, install, connect and test a complete closed circuit surveillance TV (CCTV) system complete with Weatherproof fixed camera HD, Weatherproof Motorized cameras HD, DVR, Rack, UPS, Joystick, remote controller, color photos printer, conduits, Coaxial cables, control cables, LED screen, boxes between devices, UPS....etc. and all necessary works to complete works as per specifications and contract documents. | LS | 1 | 1 | 7500 | 7500 | SC_Supply/Apply | Elkayan specialized cables | 5 - Tahawi-Pumping Station NO. 3-18-3.3.19- | Supply, install, connect and test a complete closed circuit surveillance TV (CCTV) system complete with Weatherproof fixed camera HD, Weatherproof Motorized cameras HD, DVR, Rack, UPS, Joystick, remote controller, color photos printer, conduits, Coaxial cables, control cables, LED screen, boxes between devices, UPS....etc. and all necessary works to complete works as per specifications and contract documents. | LS | 1 | 1800 | 1800 | EGP | SC_Supply/Apply
Damietta Container Terminal-Infra & Bldgs _0216 |  | RFQ-00048 | Mohamed Maher | Operation | 2024-10-08 | اعمال مصنعيات شبكات و اعمال ترابية | Approved | 10.22 - Infrastructure Package-9_Pavement-02780-9.4.1 | بالمتر المسطح مقاولة اعمال تركيب انترلوك بسمك 10 سم و البند شامل تنسيب الرمل و الانترلوك وتعبئة الفواصل رمل و الدك وتسليم الااستشاري و اعمال المساحة وكل مايلزم لنهو الاعمال نهوا تاما علي ان تكون طريقة الحساب هندسيا و طبقا لتعليمات مهندس الموقع | SQM | 591745.73 | 140000 | 0.84 | 117600 | SC_Apply | محمد سليم موسي ابراهيم | 10.22 - Infrastructure Package-9_Pavement-02780-9.4.1 | بالمتر المسطح مقاولة اعمال تركيب انترلوك بسمك 10 سم و البند شامل تنسيب الرمل و الانترلوك وتعبئة الفواصل رمل و الدك وتسليم الااستشاري و اعمال المساحة وكل مايلزم لنهو الاعمال نهوا تاما علي ان تكون طريقة الحساب هندسيا و طبقا لتعليمات مهندس الموقع | SQM | 140000 | 37.5 | 5250000 | EGP | SC_Apply
Damietta Container Terminal-Infra & Bldgs _0216 |  | RFQ-00048 | Mohamed Maher | Operation | 2024-10-08 | اعمال مصنعيات شبكات و اعمال ترابية | Approved | 10.19 - Infrastrucure-Stormwater Network-02630-2.1.1 | Ø200 mm pipe. | MTR | 70 | 25 | 4.91 | 122.75 | SC_Apply | محمد سليم موسي ابراهيم | 10.19 - Infrastrucure-Stormwater Network-02630-2.1.1 | Ø200 mm pipe. | MTR | 25 | 255 | 6375 | EGP | SC_Apply
Damietta Container Terminal-Infra & Bldgs _0216 |  | RFQ-00048 | Mohamed Maher | Operation | 2024-10-08 | اعمال مصنعيات شبكات و اعمال ترابية | Approved | 10.19 - Infrastrucure-Stormwater Network-02630-2.1.2 | Ø250 mm pipe. | MTR | 650 | 120 | 5.44 | 652.8 | SC_Apply | محمد سليم موسي ابراهيم | 10.19 - Infrastrucure-Stormwater Network-02630-2.1.2 | Ø250 mm pipe. | MTR | 120 | 275 | 33000 | EGP | SC_Apply
Damietta Container Terminal-Infra & Bldgs _0216 |  | RFQ-00048 | Mohamed Maher | Operation | 2024-10-08 | اعمال مصنعيات شبكات و اعمال ترابية | Approved | 10.19 - Infrastrucure-Stormwater Network-02630-2.1.2" | Ø300 mm pipe. | MTR | 80 | 30 | 5.67 | 170.1 | SC_Apply | محمد سليم موسي ابراهيم | 10.19 - Infrastrucure-Stormwater Network-02630-2.1.2" | Ø300 mm pipe. | MTR | 30 | 300 | 9000 | EGP | SC_Apply
Damietta Container Terminal-Infra & Bldgs _0216 |  | RFQ-00048 | Mohamed Maher | Operation | 2024-10-08 | اعمال مصنعيات شبكات و اعمال ترابية | Approved | 10.19 - Infrastrucure-Stormwater Network-02630-2.1.3 | Ø315 mm pipe. | MTR | 3670 | 525 | 6.84 | 3591 | SC_Apply | محمد سليم موسي ابراهيم | 10.19 - Infrastrucure-Stormwater Network-02630-2.1.3 | Ø315 mm pipe. | MTR | 525 | 340 | 178500 | EGP | SC_Apply
Damietta Container Terminal-Infra & Bldgs _0216 |  | RFQ-00048 | Mohamed Maher | Operation | 2024-10-08 | اعمال مصنعيات شبكات و اعمال ترابية | Approved | 10.19 - Infrastrucure-Stormwater Network-02630-2.1.4 | Ø355 mm pipe. | MTR | 2000 | 180 | 7.6 | 1368 | SC_Apply | محمد سليم موسي ابراهيم | 10.19 - Infrastrucure-Stormwater Network-02630-2.1.4 | Ø355 mm pipe. | MTR | 180 | 340 | 61200 | EGP | SC_Apply
Damietta Container Terminal-Infra & Bldgs _0216 |  | RFQ-00048 | Mohamed Maher | Operation | 2024-10-08 | اعمال مصنعيات شبكات و اعمال ترابية | Approved | 10.19 - Infrastrucure-Stormwater Network-02630-2.1.5 | Ø400 mm pipe. | MTR | 1500 | 140 | 8.63 | 1208.2 | SC_Apply | محمد سليم موسي ابراهيم | 10.19 - Infrastrucure-Stormwater Network-02630-2.1.5 | Ø400 mm pipe. | MTR | 140 | 440 | 61600 | EGP | SC_Apply
Damietta Container Terminal-Infra & Bldgs _0216 |  | RFQ-00048 | Mohamed Maher | Operation | 2024-10-08 | اعمال مصنعيات شبكات و اعمال ترابية | Approved | 10.19 - Infrastrucure-Stormwater Network-02630-2.1.6 | Ø450 mm pipe. | MTR | 1200 | 110 | 9.65 | 1061.5 | SC_Apply | محمد سليم موسي ابراهيم | 10.19 - Infrastrucure-Stormwater Network-02630-2.1.6 | Ø450 mm pipe. | MTR | 110 | 440 | 48400 | EGP | SC_Apply
Damietta Container Terminal-Infra & Bldgs _0216 |  | RFQ-00048 | Mohamed Maher | Operation | 2024-10-08 | اعمال مصنعيات شبكات و اعمال ترابية | Approved | 10.19 - Infrastrucure-Stormwater Network-02630-2.1.7 | Ø500 mm pipe. | MTR | 1700 | 140 | 8.1 | 1134 | SC_Apply | محمد سليم موسي ابراهيم | 10.19 - Infrastrucure-Stormwater Network-02630-2.1.7 | Ø500 mm pipe. | MTR | 140 | 550 | 77000 | EGP | SC_Apply
Damietta Container Terminal-Infra & Bldgs _0216 |  | RFQ-00048 | Mohamed Maher | Operation | 2024-10-08 | اعمال مصنعيات شبكات و اعمال ترابية | Approved | 10.19 - Infrastrucure-Stormwater Network-02630-2.1.8 | Ø560 mm pipe. | MTR | 1300 | 110 | 9.12 | 1003.2 | SC_Apply | محمد سليم موسي ابراهيم | 10.19 - Infrastrucure-Stormwater Network-02630-2.1.8 | Ø560 mm pipe. | MTR | 110 | 550 | 60500 | EGP | SC_Apply
Damietta Container Terminal-Infra & Bldgs _0216 |  | RFQ-00048 | Mohamed Maher | Operation | 2024-10-08 | اعمال مصنعيات شبكات و اعمال ترابية | Approved | 10.19 - Infrastrucure-Stormwater Network-02630-2.1.9 | Ø630 mm pipe. | MTR | 700 | 50 | 10.92 | 546 | SC_Apply | محمد سليم موسي ابراهيم | 10.19 - Infrastrucure-Stormwater Network-02630-2.1.9 | Ø630 mm pipe. | MTR | 50 | 650 | 32500 | EGP | SC_Apply
Damietta Container Terminal-Infra & Bldgs _0216 |  | RFQ-00048 | Mohamed Maher | Operation | 2024-10-08 | اعمال مصنعيات شبكات و اعمال ترابية | Approved | 10.19 - Infrastrucure-Stormwater Network-02630-2.2.1 | Ø710 mm pipe. | MTR | 800 | 100 | 47.65 | 4765 | SC_Apply | محمد سليم موسي ابراهيم | 10.19 - Infrastrucure-Stormwater Network-02630-2.2.1 | Ø710 mm pipe. | MTR | 100 | 1100 | 110000 | EGP | SC_Apply
Damietta Container Terminal-Infra & Bldgs _0216 |  | RFQ-00048 | Mohamed Maher | Operation | 2024-10-08 | اعمال مصنعيات شبكات و اعمال ترابية | Approved | 10.19 - Infrastrucure-Stormwater Network-02630-2.2.2 | Ø800 mm pipe. | MTR | 380 | 20 | 49.15 | 983 | SC_Apply | محمد سليم موسي ابراهيم | 10.19 - Infrastrucure-Stormwater Network-02630-2.2.2 | Ø800 mm pipe. | MTR | 20 | 1100 | 22000 | EGP | SC_Apply
Damietta Container Terminal-Infra & Bldgs _0216 |  | RFQ-00048 | Mohamed Maher | Operation | 2024-10-08 | اعمال مصنعيات شبكات و اعمال ترابية | Approved | 10.19 - Infrastrucure-Stormwater Network-02630-2.2.3 | Ø900 mm pipe. | MTR | 800 | 50 | 50.52 | 2526 | SC_Apply | محمد سليم موسي ابراهيم | 10.19 - Infrastrucure-Stormwater Network-02630-2.2.3 | Ø900 mm pipe. | MTR | 50 | 1100 | 55000 | EGP | SC_Apply
Damietta Container Terminal-Infra & Bldgs _0216 |  | RFQ-00048 | Mohamed Maher | Operation | 2024-10-08 | اعمال مصنعيات شبكات و اعمال ترابية | Approved | 10.19 - Infrastrucure-Stormwater Network-02630-2.2.4 | Ø1000 mm pipe. | MTR | 410 | 50 | 52.41 | 2620.5 | SC_Apply | محمد سليم موسي ابراهيم | 10.19 - Infrastrucure-Stormwater Network-02630-2.2.4 | Ø1000 mm pipe. | MTR | 50 | 1100 | 55000 | EGP | SC_Apply
Damietta Container Terminal-Infra & Bldgs _0216 |  | RFQ-00048 | Mohamed Maher | Operation | 2024-10-08 | اعمال مصنعيات شبكات و اعمال ترابية | Approved | 10.19 - Infrastrucure-Stormwater Network-02630-2.2.5 | Ø1100 mm pipe. Manholes Supply, connect, finish, and install concrete main storm collection manholes as per specifications and drawings complete with a concrete base, GRP covers 90 tons on the roadway, frame, rings, special joint required to fix the pipe to the manhole, external bitumen painting. The item also includes excavation, supporting the trench sides, and backfilling using clean sand with watering, and compaction after approval of the employer. Locations are as shown in the drawings. | MTR | 105 | 20 | 56.28 | 1125.6 | SC_Apply | محمد سليم موسي ابراهيم | 10.19 - Infrastrucure-Stormwater Network-02630-2.2.5 | Ø1100 mm pipe. Manholes Supply, connect, finish, and install concrete main storm collection manholes as per specifications and drawings complete with a concrete base, GRP covers 90 tons on the roadway, frame, rings, special joint required to fix the pipe to the manhole, external bitumen painting. The item also includes excavation, supporting the trench sides, and backfilling using clean sand with watering, and compaction after approval of the employer. Locations are as shown in the drawings. | MTR | 20 | 1100 | 22000 | EGP | SC_Apply
Damietta Container Terminal-Infra & Bldgs _0216 |  | RFQ-00048 | Mohamed Maher | Operation | 2024-10-08 | اعمال مصنعيات شبكات و اعمال ترابية | Approved | Total | Storm Manholes | ECH | 339 | 40 | 238 | 9520 | SC_Apply | محمد سليم موسي ابراهيم | Total | Storm Manholes | ECH | 40 | 5500 | 220000 | EGP | SC_Apply
Damietta Container Terminal-Infra & Bldgs _0216 |  | RFQ-00048 | Mohamed Maher | Operation | 2024-10-08 | اعمال مصنعيات شبكات و اعمال ترابية | Approved | 10.17 - Infrastrucure-Freshwater System-02510-4.1.1 | Ø 20 mm water pipe | MTR | 230 | 120 | 0.56 | 67.2 | SC_Apply | محمد سليم موسي ابراهيم | 10.17 - Infrastrucure-Freshwater System-02510-4.1.1 | Ø 20 mm water pipe | MTR | 120 | 45 | 5400 | EGP | SC_Apply
Damietta Container Terminal-Infra & Bldgs _0216 |  | RFQ-00048 | Mohamed Maher | Operation | 2024-10-08 | اعمال مصنعيات شبكات و اعمال ترابية | Approved | 10.17 - Infrastrucure-Freshwater System-02510-4.1.2 | Ø 25 mm water pipe | MTR | 20 | 20 | 0.57 | 11.4 | SC_Apply | محمد سليم موسي ابراهيم | 10.17 - Infrastrucure-Freshwater System-02510-4.1.2 | Ø 25 mm water pipe | MTR | 20 | 45 | 900 | EGP | SC_Apply
Damietta Container Terminal-Infra & Bldgs _0216 |  | RFQ-00048 | Mohamed Maher | Operation | 2024-10-08 | اعمال مصنعيات شبكات و اعمال ترابية | Approved | 10.17 - Infrastrucure-Freshwater System-02510-4.1.3 | Ø 32 mm water pipe | MTR | 50 | 20 | 0.6 | 12 | SC_Apply | محمد سليم موسي ابراهيم | 10.17 - Infrastrucure-Freshwater System-02510-4.1.3 | Ø 32 mm water pipe | MTR | 20 | 45 | 900 | EGP | SC_Apply
Damietta Container Terminal-Infra & Bldgs _0216 |  | RFQ-00048 | Mohamed Maher | Operation | 2024-10-08 | اعمال مصنعيات شبكات و اعمال ترابية | Approved | 10.17 - Infrastrucure-Freshwater System-02510-4.1.4 | Ø 50 mm water pipe | MTR | 200 | 140 | 0.86 | 120.4 | SC_Apply | محمد سليم موسي ابراهيم | 10.17 - Infrastrucure-Freshwater System-02510-4.1.4 | Ø 50 mm water pipe | MTR | 140 | 55 | 7700 | EGP | SC_Apply
Damietta Container Terminal-Infra & Bldgs _0216 |  | RFQ-00048 | Mohamed Maher | Operation | 2024-10-08 | اعمال مصنعيات شبكات و اعمال ترابية | Approved | 10.17 - Infrastrucure-Freshwater System-02510-4.1.5 | Ø 65 mm water pipe | MTR | 520 | 25 | 1.15 | 28.75 | SC_Apply | محمد سليم موسي ابراهيم | 10.17 - Infrastrucure-Freshwater System-02510-4.1.5 | Ø 65 mm water pipe | MTR | 25 | 75 | 1875 | EGP | SC_Apply
Damietta Container Terminal-Infra & Bldgs _0216 |  | RFQ-00048 | Mohamed Maher | Operation | 2024-10-08 | اعمال مصنعيات شبكات و اعمال ترابية | Approved | 10.17 - Infrastrucure-Freshwater System-02510-4.1.6 | Ø 80 mm water pipe | MTR | 1480 | 300 | 1.36 | 408 | SC_Apply | محمد سليم موسي ابراهيم | 10.17 - Infrastrucure-Freshwater System-02510-4.1.6 | Ø 80 mm water pipe | MTR | 300 | 85 | 25500 | EGP | SC_Apply
Damietta Container Terminal-Infra & Bldgs _0216 |  | RFQ-00048 | Mohamed Maher | Operation | 2024-10-08 | اعمال مصنعيات شبكات و اعمال ترابية | Approved | 10.17 - Infrastrucure-Freshwater System-02510-4.1.7 | Ø 100 mm water pipe | MTR | 1200 | 300 | 1.82 | 546 | SC_Apply | محمد سليم موسي ابراهيم | 10.17 - Infrastrucure-Freshwater System-02510-4.1.7 | Ø 100 mm water pipe | MTR | 300 | 120 | 36000 | EGP | SC_Apply
Damietta Container Terminal-Infra & Bldgs _0216 |  | RFQ-00048 | Mohamed Maher | Operation | 2024-10-08 | اعمال مصنعيات شبكات و اعمال ترابية | Approved | Total | Fresh Water Valve Manhole | ECH | 19 | 10 | 212.93 | 2129.3 | SC_Apply | محمد سليم موسي ابراهيم | Total | Fresh Water Valve Manhole | ECH | 10 | 2500 | 25000 | EGP | SC_Apply
Damietta Container Terminal-Infra & Bldgs _0216 |  | RFQ-00048 | Mohamed Maher | Operation | 2024-10-08 | اعمال مصنعيات شبكات و اعمال ترابية | Approved | 10.16 - Infrastrucure-FIRE FIGHTING-15310-5.5.1 | Ø 110 mm | MTR | 1370 | 420 | 2 | 840 | SC_Apply | محمد سليم موسي ابراهيم | 10.16 - Infrastrucure-FIRE FIGHTING-15310-5.5.1 | Ø 110 mm | MTR | 420 | 110 | 46200 | EGP | SC_Apply
Damietta Container Terminal-Infra & Bldgs _0216 |  | RFQ-00048 | Mohamed Maher | Operation | 2024-10-08 | اعمال مصنعيات شبكات و اعمال ترابية | Approved | 10.16 - Infrastrucure-FIRE FIGHTING-15310-5.5.2 | Ø 160 mm | MTR | 235 | 150 | 2.54 | 381 | SC_Apply | محمد سليم موسي ابراهيم | 10.16 - Infrastrucure-FIRE FIGHTING-15310-5.5.2 | Ø 160 mm | MTR | 150 | 130 | 19500 | EGP | SC_Apply
Damietta Container Terminal-Infra & Bldgs _0216 |  | RFQ-00048 | Mohamed Maher | Operation | 2024-10-08 | اعمال مصنعيات شبكات و اعمال ترابية | Approved | 10.16 - Infrastrucure-FIRE FIGHTING-15310-5.5.3 | Ø 200 mm | MTR | 20 | 20 | 3.34 | 66.8 | SC_Apply | محمد سليم موسي ابراهيم | 10.16 - Infrastrucure-FIRE FIGHTING-15310-5.5.3 | Ø 200 mm | MTR | 20 | 165 | 3300 | EGP | SC_Apply
Damietta Container Terminal-Infra & Bldgs _0216 |  | RFQ-00048 | Mohamed Maher | Operation | 2024-10-08 | اعمال مصنعيات شبكات و اعمال ترابية | Approved | 10.16 - Infrastrucure-FIRE FIGHTING-15310-5.5.4 | Ø 250 mm | MTR | 2900 | 650 | 3.7 | 2405 | SC_Apply | محمد سليم موسي ابراهيم | 10.16 - Infrastrucure-FIRE FIGHTING-15310-5.5.4 | Ø 250 mm | MTR | 650 | 180 | 117000 | EGP | SC_Apply
MOC HQ at Diriyah _K0005 |  | RFQ-00033 | Hussein Nabil | MEP (Electro Mechanical) | 2024-09-17 | Supply & Install MEP Items - Ground Floor | Approved | 12.11 - Section 15310 - Fire fighting system components and accessories-73 | Butter fly Valve Dia. 100mm | ECH | 2 | 1 | 13392 | 13392 | SC_Supply/Apply | سليمان محمد سليمان القرعاوي | 12.11 - Section 15310 - Fire fighting system components and accessories-73 | Butter fly Valve Dia. 100mm | ECH | 1 | 1602.97 | 1602.97 | SAR | SC_Supply/Apply
MOC HQ at Diriyah _K0005 |  | RFQ-00033 | Hussein Nabil | MEP (Electro Mechanical) | 2024-09-17 | Supply & Install MEP Items - Ground Floor | Approved | 12.11 - Section 15310 - Fire fighting system components and accessories-74 | FHC (Class II) | ECH | 13 | 5 | 8462.58 | 42312.9 | SC_Supply/Apply | سليمان محمد سليمان القرعاوي | 12.11 - Section 15310 - Fire fighting system components and accessories-74 | FHC (Class II) | ECH | 5 | 4248 | 21240 | SAR | SC_Supply/Apply
MOC HQ at Diriyah _K0005 |  | RFQ-00033 | Hussein Nabil | MEP (Electro Mechanical) | 2024-09-17 | Supply & Install MEP Items - Ground Floor | Approved | 12.11 - Section 15310 - Fire fighting system components and accessories-74 | FHC-1 (Class III) | ECH | 25 | 9 | 13201.62 | 118814.58 | SC_Supply/Apply | سليمان محمد سليمان القرعاوي | 12.11 - Section 15310 - Fire fighting system components and accessories-74 | FHC-1 (Class III) | ECH | 9 | 7074 | 63666 | SAR | SC_Supply/Apply
MOC HQ at Diriyah _K0005 |  | RFQ-00033 | Hussein Nabil | MEP (Electro Mechanical) | 2024-09-17 | Supply & Install MEP Items - Ground Floor | Approved | 12.11 - Section 15310 - Fire fighting system components and accessories-76 | SP-2 (quick response pendent sprinkler) | ECH | 2829 | 943 | 180.7 | 170400.1 | SC_Supply/Apply | سليمان محمد سليمان القرعاوي | 12.11 - Section 15310 - Fire fighting system components and accessories-76 | SP-2 (quick response pendent sprinkler) | ECH | 943 | 70 | 66010 | SAR | SC_Supply/Apply
MOC HQ at Diriyah _K0005 |  | RFQ-00033 | Hussein Nabil | MEP (Electro Mechanical) | 2024-09-17 | Supply & Install MEP Items - Ground Floor | Approved | 12.11 - Section 15310 - Fire fighting system components and accessories-77 | FE-1 (Multipurpose Dry-Chemical Type; ABC) | ECH | 13 | 5 | 1599.23 | 7996.15 | SC_Supply/Apply | سليمان محمد سليمان القرعاوي | 12.11 - Section 15310 - Fire fighting system components and accessories-77 | FE-1 (Multipurpose Dry-Chemical Type; ABC) | ECH | 5 | 594.65 | 2973.25 | SAR | SC_Supply/Apply
MOC HQ at Diriyah _K0005 |  | RFQ-00033 | Hussein Nabil | MEP (Electro Mechanical) | 2024-09-17 | Supply & Install MEP Items - Ground Floor | Approved | 12.11 - Section 15310 - Fire fighting system components and accessories-78 | FE-2 (CO2) | ECH | 13 | 5 | 2658.46 | 13292.3 | SC_Supply/Apply | سليمان محمد سليمان القرعاوي | 12.11 - Section 15310 - Fire fighting system components and accessories-78 | FE-2 (CO2) | ECH | 5 | 942.4 | 4712 | SAR | SC_Supply/Apply
MOC HQ at Diriyah _K0005 |  | RFQ-00033 | Hussein Nabil | MEP (Electro Mechanical) | 2024-09-17 | Supply & Install MEP Items - Ground Floor | Approved | 12.11 - Section 15310 - Fire fighting system components and accessories-79 | FE- 5 LBS ABC Type DCP Extinguisher for Kitchen | ECH | 4 | 2 | 776.25 | 1552.5 | SC_Supply/Apply | سليمان محمد سليمان القرعاوي | 12.11 - Section 15310 - Fire fighting system components and accessories-79 | FE- 5 LBS ABC Type DCP Extinguisher for Kitchen | ECH | 2 | 594.65 | 1189.3 | SAR | SC_Supply/Apply
MOC HQ at Diriyah _K0005 |  | RFQ-00033 | Hussein Nabil | MEP (Electro Mechanical) | 2024-09-17 | Supply & Install MEP Items - Ground Floor | Approved | 12.12 - Section 15850 - Air Handling-98 | FAHU-GF (By Landlord); Duct and chilled water pipes connection | ECH | 1 | 1 | 0 | 0 | SC_Apply | سليمان محمد سليمان القرعاوي | 12.12 - Section 15850 - Air Handling-98 | FAHU-GF (By Landlord); Duct and chilled water pipes connection | ECH | 1 | 6200 | 6200 | SAR | SC_Apply
MOC HQ at Diriyah _K0005 |  | RFQ-00033 | Hussein Nabil | MEP (Electro Mechanical) | 2024-09-17 | Supply & Install MEP Items - Ground Floor | Approved | 12.12 - Section 15850 - Air Handling-99 | FAHU-1F (By Landlord); Duct and chilled water pipes connection | ECH | 1 | 1 | 0 | 0 | SC_Apply | سليمان محمد سليمان القرعاوي | 12.12 - Section 15850 - Air Handling-99 | FAHU-1F (By Landlord); Duct and chilled water pipes connection | ECH | 1 | 6200 | 6200 | SAR | SC_Apply
MOC HQ at Diriyah _K0005 |  | RFQ-00033 | Hussein Nabil | MEP (Electro Mechanical) | 2024-09-17 | Supply & Install MEP Items - Ground Floor | Approved | 12.12 - Section 15850 - Air Handling-100 | FAHU-2F (By Landlord); Duct and chilled water pipes connection | ECH | 1 | 1 | 0 | 0 | SC_Apply | سليمان محمد سليمان القرعاوي | 12.12 - Section 15850 - Air Handling-100 | FAHU-2F (By Landlord); Duct and chilled water pipes connection | ECH | 1 | 6200 | 6200 | SAR | SC_Apply
MOC HQ at Diriyah _K0005 |  | RFQ-00033 | Hussein Nabil | MEP (Electro Mechanical) | 2024-09-17 | Supply & Install MEP Items - Ground Floor | Approved | 12.12 - Split system-102 | DX-IU-1 and OU-1 (standby for electrical room) 5 Tons | ECH | 1 | 1 | 265923 | 265923 | Owner | سليمان محمد سليمان القرعاوي | 12.12 - Split system-102 | DX-IU-1 and OU-1 (standby for electrical room) 5 Tons | ECH | 1 | 13000 | 13000 | SAR | Owner
MOC HQ at Diriyah _K0005 |  | RFQ-00033 | Hussein Nabil | MEP (Electro Mechanical) | 2024-09-17 | Supply & Install MEP Items - Ground Floor | Approved | 12.12 - Fan coil units-92 | FCU-1 (Electrical Rooms) - 5 tons | ECH | 419 | 140 | 73.33 | 10266.2 | SC_Apply | سليمان محمد سليمان القرعاوي | 12.12 - Fan coil units-92 | FCU-1 (Electrical Rooms) - 5 tons | ECH | 140 | 2000 | 280000 | SAR | SC_Apply
MOC HQ at Diriyah _K0005 |  | RFQ-00033 | Hussein Nabil | MEP (Electro Mechanical) | 2024-09-17 | Supply & Install MEP Items - Ground Floor | Approved | 12.12 - Section 15850 - Air Handling-94 | AHU-GF (with sound attenuators) - 80 TONS | ECH | 7 | 3 | 19513.14 | 58539.42 | SC_Apply | سليمان محمد سليمان القرعاوي | 12.12 - Section 15850 - Air Handling-94 | AHU-GF (with sound attenuators) - 80 TONS | ECH | 3 | 9000 | 27000 | SAR | SC_Apply
MOC HQ at Diriyah _K0005 |  | RFQ-00033 | Hussein Nabil | MEP (Electro Mechanical) | 2024-09-17 | Supply & Install MEP Items - Ground Floor | Approved | 12.12 - Section 15850 - Air Handling-95 | AHU-1F (with sound attenuators) - 75 TONS | ECH | 6 | 2 | 21462 | 42924 | SC_Apply | سليمان محمد سليمان القرعاوي | 12.12 - Section 15850 - Air Handling-95 | AHU-1F (with sound attenuators) - 75 TONS | ECH | 2 | 9000 | 18000 | SAR | SC_Apply
MOC HQ at Diriyah _K0005 |  | RFQ-00033 | Hussein Nabil | MEP (Electro Mechanical) | 2024-09-17 | Supply & Install MEP Items - Ground Floor | Approved | 12.12 - Section 15850 - Air Handling-96 | AHU-2F (with sound attenuators) - 75 TONS | ECH | 6 | 2 | 21462 | 42924 | SC_Apply | سليمان محمد سليمان القرعاوي | 12.12 - Section 15850 - Air Handling-96 | AHU-2F (with sound attenuators) - 75 TONS | ECH | 2 | 9000 | 18000 | SAR | SC_Apply
MOC HQ at Diriyah _K0005 |  | RFQ-00033 | Hussein Nabil | MEP (Electro Mechanical) | 2024-09-17 | Supply & Install MEP Items - Ground Floor | Approved | 12.12 - Section 15850 - Air Handling-97 | MAHU | ECH | 1 | 1 | 102892 | 102892 | SC_Apply | سليمان محمد سليمان القرعاوي | 12.12 - Section 15850 - Air Handling-97 | MAHU | ECH | 1 | 6200 | 6200 | SAR | SC_Apply
MOC HQ at Diriyah _K0005 |  | RFQ-00033 | Hussein Nabil | MEP (Electro Mechanical) | 2024-09-17 | Supply & Install MEP Items - Ground Floor | Approved | 12.12 - Section 15850 - Air Handling-101 | ECOLOGY UNIT | ECH | 1 | 1 | 6061 | 6061 | SC_Apply | سليمان محمد سليمان القرعاوي | 12.12 - Section 15850 - Air Handling-101 | ECOLOGY UNIT | ECH | 1 | 6200 | 6200 | SAR | SC_Apply
MOC HQ at Diriyah _K0005 |  | RFQ-00033 | Hussein Nabil | MEP (Electro Mechanical) | 2024-09-17 | Supply & Install MEP Items - Ground Floor | Approved | 12.12 - VAV Box-103 | VAV-1 (1150 l/s) | KGR | 152 | 51 | 3090.17 | 157598.67 | SC_Supply/Apply | سليمان محمد سليمان القرعاوي | 12.12 - VAV Box-103 | VAV-1 (1150 l/s) | KGR | 51 | 3961.23 | 202022.73 | SAR | SC_Supply/Apply
MOC HQ at Diriyah _K0005 |  | RFQ-00033 | Hussein Nabil | MEP (Electro Mechanical) | 2024-09-17 | Supply & Install MEP Items - Ground Floor | Approved | 12.12 - CAV box-107 | CAV box | KGR | 40 | 14 | 2562 | 35868 | SC_Supply/Apply | سليمان محمد سليمان القرعاوي | 12.12 - CAV box-107 | CAV box | KGR | 14 | 3075 | 43050 | SAR | SC_Supply/Apply
MOC HQ at Diriyah _K0005 |  | RFQ-00033 | Hussein Nabil | MEP (Electro Mechanical) | 2024-09-17 | Supply & Install MEP Items - Ground Floor | Approved | 12.12 - Supply linear slot diffusers - type S.L.S.D.-110 | S.L.S.D. 2 Slots 3/4" width, L=1.0m | ECH | 54 | 18 | 406.18 | 7311.24 | SC_Supply/Apply | سليمان محمد سليمان القرعاوي | 12.12 - Supply linear slot diffusers - type S.L.S.D.-110 | S.L.S.D. 2 Slots 3/4" width, L=1.0m | ECH | 18 | 239 | 4302 | SAR | SC_Supply/Apply
MOC HQ at Diriyah _K0005 |  | RFQ-00033 | Hussein Nabil | MEP (Electro Mechanical) | 2024-09-17 | Supply & Install MEP Items - Ground Floor | Approved | 12.12 - Supply linear slot diffusers - type S.L.S.D.-110 | S.L.S.D. 1 Slots 3/4" width, L=1.0m | ECH | 3 | 1 | 406.18 | 406.18 | SC_Supply/Apply | سليمان محمد سليمان القرعاوي | 12.12 - Supply linear slot diffusers - type S.L.S.D.-110 | S.L.S.D. 1 Slots 3/4" width, L=1.0m | ECH | 1 | 239 | 239 | SAR | SC_Supply/Apply
MOC HQ at Diriyah _K0005 |  | RFQ-00033 | Hussein Nabil | MEP (Electro Mechanical) | 2024-09-17 | Supply & Install MEP Items - Ground Floor | Approved | 12.12 - Supply linear slot diffusers - type S.L.S.D.-110 | S.L.S.D. 1 Slots 3/4" width, L=2m | ECH | 330 | 110 | 406.18 | 44679.8 | SC_Supply/Apply | سليمان محمد سليمان القرعاوي | 12.12 - Supply linear slot diffusers - type S.L.S.D.-110 | S.L.S.D. 1 Slots 3/4" width, L=2m | ECH | 110 | 465 | 51150 | SAR | SC_Supply/Apply
MOC HQ at Diriyah _K0005 |  | RFQ-00033 | Hussein Nabil | MEP (Electro Mechanical) | 2024-09-17 | Supply & Install MEP Items - Ground Floor | Approved | 12.12 - Supply linear slot diffusers - type S.L.S.D.-110 | S.L.S.D. 1 Slots 3/4" width, L=3m | ECH | 6 | 2 | 406.18 | 812.36 | SC_Supply/Apply | سليمان محمد سليمان القرعاوي | 12.12 - Supply linear slot diffusers - type S.L.S.D.-110 | S.L.S.D. 1 Slots 3/4" width, L=3m | ECH | 2 | 711 | 1422 | SAR | SC_Supply/Apply
MOC HQ at Diriyah _K0005 |  | RFQ-00033 | Hussein Nabil | MEP (Electro Mechanical) | 2024-09-17 | Supply & Install MEP Items - Ground Floor | Approved | 12.12 - Supply linear slot diffusers - type S.L.S.D.-110 | S.L.S.D. 1 Slots 3/4" width, L=4m | ECH | 12 | 4 | 406.18 | 1624.72 | SC_Supply/Apply | سليمان محمد سليمان القرعاوي | 12.12 - Supply linear slot diffusers - type S.L.S.D.-110 | S.L.S.D. 1 Slots 3/4" width, L=4m | ECH | 4 | 927 | 3708 | SAR | SC_Supply/Apply
MOC HQ at Diriyah _K0005 |  | RFQ-00033 | Hussein Nabil | MEP (Electro Mechanical) | 2024-09-17 | Supply & Install MEP Items - Ground Floor | Approved | 12.12 - Supply Linear Bar Grill (S.L.B.G.) | S.L.B.G. 1/4" Spacing 15 Degree Deflection 2" width, L=2.4m | ECH | 3 | 1 | 406.18 | 406.18 | SC_Supply/Apply | سليمان محمد سليمان القرعاوي | 12.12 - Supply Linear Bar Grill (S.L.B.G.) | S.L.B.G. 1/4" Spacing 15 Degree Deflection 2" width, L=2.4m | ECH | 1 | 336 | 336 | SAR | SC_Supply/Apply
MOC HQ at Diriyah _K0005 |  | RFQ-00033 | Hussein Nabil | MEP (Electro Mechanical) | 2024-09-17 | Supply & Install MEP Items - Ground Floor | Approved | 12.12 - Supply Linear Bar Grill (S.L.B.G.) | S.L.B.G. 1/4" Spacing 15 Degree Deflection 2" width, L=3m | ECH | 21 | 7 | 406.18 | 2843.26 | SC_Supply/Apply | سليمان محمد سليمان القرعاوي | 12.12 - Supply Linear Bar Grill (S.L.B.G.) | S.L.B.G. 1/4" Spacing 15 Degree Deflection 2" width, L=3m | ECH | 7 | 418 | 2926 | SAR | SC_Supply/Apply
MOC HQ at Diriyah _K0005 |  | RFQ-00033 | Hussein Nabil | MEP (Electro Mechanical) | 2024-09-17 | Supply & Install MEP Items - Ground Floor | Approved | 12.12 - Supply Linear Bar Grill (S.L.B.G.) | S.L.B.G. 1/4" Spacing 15 Degree Deflection 2" width, L=4.5m | ECH | 96 | 32 | 406.18 | 12997.76 | SC_Supply/Apply | سليمان محمد سليمان القرعاوي | 12.12 - Supply Linear Bar Grill (S.L.B.G.) | S.L.B.G. 1/4" Spacing 15 Degree Deflection 2" width, L=4.5m | ECH | 32 | 625 | 20000 | SAR | SC_Supply/Apply
MOC HQ at Diriyah _K0005 |  | RFQ-00033 | Hussein Nabil | MEP (Electro Mechanical) | 2024-09-17 | Supply & Install MEP Items - Ground Floor | Approved | 12.12 - Supply Linear Bar Grill (S.L.B.G.) | S.L.B.G. 1/4" Spacing 15 Degree Deflection 2" width, L=6m | ECH | 54 | 18 | 406.18 | 7311.24 | SC_Supply/Apply | سليمان محمد سليمان القرعاوي | 12.12 - Supply Linear Bar Grill (S.L.B.G.) | S.L.B.G. 1/4" Spacing 15 Degree Deflection 2" width, L=6m | ECH | 18 | 832 | 14976 | SAR | SC_Supply/Apply
MOC HQ at Diriyah _K0005 |  | RFQ-00033 | Hussein Nabil | MEP (Electro Mechanical) | 2024-09-17 | Supply & Install MEP Items - Ground Floor | Approved | 12.12 - Supply Linear Bar Grill (S.L.B.G.) | S.L.B.G. 1/4" Spacing 15 Degree Deflection 2" width, L=7.5m | ECH | 36 | 12 | 406.18 | 4874.16 | SC_Supply/Apply | سليمان محمد سليمان القرعاوي | 12.12 - Supply Linear Bar Grill (S.L.B.G.) | S.L.B.G. 1/4" Spacing 15 Degree Deflection 2" width, L=7.5m | ECH | 12 | 1040 | 12480 | SAR | SC_Supply/Apply
MOC HQ at Diriyah _K0005 |  | RFQ-00033 | Hussein Nabil | MEP (Electro Mechanical) | 2024-09-17 | Supply & Install MEP Items - Ground Floor | Approved | 12.12 - Supply Linear Bar Grill (S.L.B.G.) | S.L.B.G. 1/4" Spacing 15 Degree Deflection 2" width, L=9m | ECH | 3 | 1 | 406.18 | 406.18 | SC_Supply/Apply | سليمان محمد سليمان القرعاوي | 12.12 - Supply Linear Bar Grill (S.L.B.G.) | S.L.B.G. 1/4" Spacing 15 Degree Deflection 2" width, L=9m | ECH | 1 | 1247 | 1247 | SAR | SC_Supply/Apply
MOC HQ at Diriyah _K0005 |  | RFQ-00033 | Hussein Nabil | MEP (Electro Mechanical) | 2024-09-17 | Supply & Install MEP Items - Ground Floor | Approved | 12.12 - Return linear slot diffusers - type R.L.S.D.-113 | R.L.S.D. 2 Slots 3/4" width, L=1.0m | ECH | 30 | 10 | 217.48 | 2174.8 | SC_Supply/Apply | سليمان محمد سليمان القرعاوي | 12.12 - Return linear slot diffusers - type R.L.S.D.-113 | R.L.S.D. 2 Slots 3/4" width, L=1.0m | ECH | 10 | 249 | 2490 | SAR | SC_Supply/Apply
MOC HQ at Diriyah _K0005 |  | RFQ-00033 | Hussein Nabil | MEP (Electro Mechanical) | 2024-09-17 | Supply & Install MEP Items - Ground Floor | Approved | 12.12 - Return linear slot diffusers - type R.L.S.D.-113 | R.L.S.D.1 Slots 3/4" width, L=4m | ECH | 3 | 1 | 217.48 | 217.48 | SC_Supply/Apply | سليمان محمد سليمان القرعاوي | 12.12 - Return linear slot diffusers - type R.L.S.D.-113 | R.L.S.D.1 Slots 3/4" width, L=4m | ECH | 1 | 525 | 525 | SAR | SC_Supply/Apply
MOC HQ at Diriyah _K0005 |  | RFQ-00033 | Hussein Nabil | MEP (Electro Mechanical) | 2024-09-17 | Supply & Install MEP Items - Ground Floor | Approved | 12.12 - Return linear slot diffusers - type R.L.S.D.-113 | R.L.S.D. 2 Slots 3/4" width, L=5m | ECH | 3 | 1 | 217.48 | 217.48 | SC_Supply/Apply | سليمان محمد سليمان القرعاوي | 12.12 - Return linear slot diffusers - type R.L.S.D.-113 | R.L.S.D. 2 Slots 3/4" width, L=5m | ECH | 1 | 619 | 619 | SAR | SC_Supply/Apply
Abo Shanab El Agamien _0195 |  | RFQ-00090 | Mostafa Shourbagi | MEP (Electro Mechanical) | 2024-08-11 | Coaxial Cables | Approved | 7 - Raslan & Mokhtar Eissa-Pumping Station NO. 3-20-3.3.18- | Supply, install, connect and test a complete closed circuit surveillance TV (CCTV) system complete with Weatherproof fixed camera HD, Weatherproof Motorized cameras HD, DVR, Rack, UPS, Joystick, remote controller, color photos printer, conduits, Coaxial cables, control cables, LED screen, boxes between devices, UPS....etc. and all necessary works to complete works as per specifications and contract documents. | LS | 1 | 1 | 7500 | 7500 | SC_Supply/Apply | Elkayan specialized cables | 7 - Raslan & Mokhtar Eissa-Pumping Station NO. 3-20-3.3.18- | Supply, install, connect and test a complete closed circuit surveillance TV (CCTV) system complete with Weatherproof fixed camera HD, Weatherproof Motorized cameras HD, DVR, Rack, UPS, Joystick, remote controller, color photos printer, conduits, Coaxial cables, control cables, LED screen, boxes between devices, UPS....etc. and all necessary works to complete works as per specifications and contract documents. | LS | 1 | 1800 | 1800 | EGP | SC_Supply/Apply
Qasr Rashwan Lot A _0207 |  | RFQ-00049 | Mostafa Shourbagi | MEP (Electro Mechanical) | 2024-08-11 | Fire Alarm Cables | Approved | 14.14 - Albersly & Iz.Alasfar-Main Pump Station NO. 3.3-3.3.18- | Fire alarm system complete with Conventional fire alarm control panel, smoke detectors, heat detectors, manual call point, bell, fire alarm siren and wire and all necessary components (internal wires and outlets, etc) required to complete the system in perfect case, the fire alarm control panel shall be erected in pump operating room. | LS | 1 | 1 | 15000 | 15000 | MAT_Raw | Elkayan specialized cables | 14.14 - Albersly & Iz.Alasfar-Main Pump Station NO. 3.3-3.3.18- | Fire alarm system complete with Conventional fire alarm control panel, smoke detectors, heat detectors, manual call point, bell, fire alarm siren and wire and all necessary components (internal wires and outlets, etc) required to complete the system in perfect case, the fire alarm control panel shall be erected in pump operating room. | LS | 1 | 12268.67 | 12268.67 | EGP | MAT_Raw
Qasr Rashwan Lot A _0207 |  | RFQ-00049 | Mostafa Shourbagi | MEP (Electro Mechanical) | 2024-08-11 | Fire Alarm Cables | Approved | 12.31 - Mansheya Fanous-SEC. Pump Station NO. 10.3-10.3.18- | Fire alarm system complete with Conventional fire alarm control panel, smoke detectors, heat detectors, manual call point, bell, fire alarm siren and wire and all necessary components (internal wires and outlets, etc) required to complete the system in perfect case, the fire alarm control panel shall be erected in pump operating room. | LS | 1 | 1 | 15000 | 15000 | MAT_Raw | Elkayan specialized cables | 12.31 - Mansheya Fanous-SEC. Pump Station NO. 10.3-10.3.18- | Fire alarm system complete with Conventional fire alarm control panel, smoke detectors, heat detectors, manual call point, bell, fire alarm siren and wire and all necessary components (internal wires and outlets, etc) required to complete the system in perfect case, the fire alarm control panel shall be erected in pump operating room. | LS | 1 | 12268.67 | 12268.67 | EGP | MAT_Raw
Qasr Rashwan Lot A _0207 |  | RFQ-00049 | Mostafa Shourbagi | MEP (Electro Mechanical) | 2024-08-11 | Fire Alarm Cables | Approved | 10.15 - Saad Al Rouby-Main Pump Station NO. 3.3-3.3.18- | Fire alarm system complete with Conventional fire alarm control panel, smoke detectors, heat detectors, manual call point, bell, fire alarm siren and wire and all necessary components (internal wires and outlets, etc) required to complete the system in perfect case, the fire alarm control panel shall be erected in pump operating room. | LS | 1 | 1 | 15000 | 15000 | MAT_Raw | Elkayan specialized cables | 10.15 - Saad Al Rouby-Main Pump Station NO. 3.3-3.3.18- | Fire alarm system complete with Conventional fire alarm control panel, smoke detectors, heat detectors, manual call point, bell, fire alarm siren and wire and all necessary components (internal wires and outlets, etc) required to complete the system in perfect case, the fire alarm control panel shall be erected in pump operating room. | LS | 1 | 12268.67 | 12268.67 | EGP | MAT_Raw
Qasr Rashwan Lot A _0207 |  | RFQ-00049 | Mostafa Shourbagi | MEP (Electro Mechanical) | 2024-08-11 | Fire Alarm Cables | Approved | 13.14 - Khulusi-Main Pump Station NO. 3.3-43162- | Fire alarm system complete with Conventional fire alarm control panel, smoke detectors, heat detectors, manual call point, bell, fire alarm siren and wire and all necessary components (internal wires and outlets, etc) required to complete the system in perfect case, the fire alarm control panel shall be erected in pump operating room. | LS | 1 | 1 | 15000 | 15000 | MAT_Raw | Elkayan specialized cables | 13.14 - Khulusi-Main Pump Station NO. 3.3-43162- | Fire alarm system complete with Conventional fire alarm control panel, smoke detectors, heat detectors, manual call point, bell, fire alarm siren and wire and all necessary components (internal wires and outlets, etc) required to complete the system in perfect case, the fire alarm control panel shall be erected in pump operating room. | LS | 1 | 12268.67 | 12268.67 | EGP | MAT_Raw
Qasr Rashwan Lot A _0207 |  | RFQ-00049 | Mostafa Shourbagi | MEP (Electro Mechanical) | 2024-08-11 | Fire Alarm Cables | Approved | 11.14 - Murad Al Gendy W Al Sanahra-Main Pump Station NO. 3.3-43162- | Fire alarm system complete with Conventional fire alarm control panel, smoke detectors, heat detectors, manual call point, bell, fire alarm siren and wire and all necessary components (internal wires and outlets, etc) required to complete the system in perfect case, the fire alarm control panel shall be erected in pump operating room. | LS | 1 | 1 | 15000 | 15000 | MAT_Raw | Elkayan specialized cables | 11.14 - Murad Al Gendy W Al Sanahra-Main Pump Station NO. 3.3-43162- | Fire alarm system complete with Conventional fire alarm control panel, smoke detectors, heat detectors, manual call point, bell, fire alarm siren and wire and all necessary components (internal wires and outlets, etc) required to complete the system in perfect case, the fire alarm control panel shall be erected in pump operating room. | LS | 1 | 12268.67 | 12268.67 | EGP | MAT_Raw
Qasr Rashwan Lot A _0207 |  | RFQ-00049 | Mostafa Shourbagi | MEP (Electro Mechanical) | 2024-08-11 | Fire Alarm Cables | Approved | 12.15 - Mansheya Fanous-Main Pump Station NO. 3.3-3.3.18- | Fire alarm system complete with Conventional fire alarm control panel, smoke detectors, heat detectors, manual call point, bell, fire alarm siren and wire and all necessary components (internal wires and outlets, etc) required to complete the system in perfect case, the fire alarm control panel shall be erected in pump operating room. | LS | 1 | 1 | 15000 | 15000 | MAT_Raw | Elkayan specialized cables | 12.15 - Mansheya Fanous-Main Pump Station NO. 3.3-3.3.18- | Fire alarm system complete with Conventional fire alarm control panel, smoke detectors, heat detectors, manual call point, bell, fire alarm siren and wire and all necessary components (internal wires and outlets, etc) required to complete the system in perfect case, the fire alarm control panel shall be erected in pump operating room. | LS | 1 | 12268.67 | 12268.67 | EGP | MAT_Raw
Qasr Rashwan Lot A _0207 |  | RFQ-00050 | Mostafa Shourbagi | MEP (Electro Mechanical) | 2024-08-11 | Coaxial Cables | Approved | 11.14 - Murad Al Gendy W Al Sanahra-Main Pump Station NO. 3.3-43527- | Supply, install, connect and test a complete closed circuit surveillance TV (CCTV) system complete with Weatherproof fixed camera HD, Weatherproof Motorized cameras HD, DVR, Rack, UPS, Joystick, remote controller, color photos printer, conduits, Coaxial cables, control cables, LED screen, boxes between devices, UPS....etc. and all necessary works to complete works as per specifications and contract documents. | LS | 1 | 1 | 27359 | 27359 | MAT_Raw | Elkayan specialized cables | 11.14 - Murad Al Gendy W Al Sanahra-Main Pump Station NO. 3.3-43527- | Supply, install, connect and test a complete closed circuit surveillance TV (CCTV) system complete with Weatherproof fixed camera HD, Weatherproof Motorized cameras HD, DVR, Rack, UPS, Joystick, remote controller, color photos printer, conduits, Coaxial cables, control cables, LED screen, boxes between devices, UPS....etc. and all necessary works to complete works as per specifications and contract documents. | LS | 1 | 1800 | 1800 | EGP | MAT_Raw
Qasr Rashwan Lot A _0207 |  | RFQ-00050 | Mostafa Shourbagi | MEP (Electro Mechanical) | 2024-08-11 | Coaxial Cables | Approved | 14.14 - Albersly & Iz.Alasfar-Main Pump Station NO. 3.3-3.3.19- | Supply, install, connect and test a complete closed circuit surveillance TV (CCTV) system complete with Weatherproof fixed camera HD, Weatherproof Motorized cameras HD, DVR, Rack, UPS, Joystick, remote controller, color photos printer, conduits, Coaxial cables, control cables, LED screen, boxes between devices, UPS....etc. and all necessary works to complete works as per specifications and contract documents. | LS | 1 | 1 | 27359 | 27359 | MAT_Raw | Elkayan specialized cables | 14.14 - Albersly & Iz.Alasfar-Main Pump Station NO. 3.3-3.3.19- | Supply, install, connect and test a complete closed circuit surveillance TV (CCTV) system complete with Weatherproof fixed camera HD, Weatherproof Motorized cameras HD, DVR, Rack, UPS, Joystick, remote controller, color photos printer, conduits, Coaxial cables, control cables, LED screen, boxes between devices, UPS....etc. and all necessary works to complete works as per specifications and contract documents. | LS | 1 | 1800 | 1800 | EGP | MAT_Raw
Qasr Rashwan Lot A _0207 |  | RFQ-00050 | Mostafa Shourbagi | MEP (Electro Mechanical) | 2024-08-11 | Coaxial Cables | Approved | 13.14 - Khulusi-Main Pump Station NO. 3.3-43527- | Supply, install, connect and test a complete closed circuit surveillance TV (CCTV) system complete with Weatherproof fixed camera HD, Weatherproof Motorized cameras HD, DVR, Rack, UPS, Joystick, remote controller, color photos printer, conduits, Coaxial cables, control cables, LED screen, boxes between devices, UPS....etc. and all necessary works to complete works as per specifications and contract documents. | LS | 1 | 1 | 27359 | 27359 | MAT_Raw | Elkayan specialized cables | 13.14 - Khulusi-Main Pump Station NO. 3.3-43527- | Supply, install, connect and test a complete closed circuit surveillance TV (CCTV) system complete with Weatherproof fixed camera HD, Weatherproof Motorized cameras HD, DVR, Rack, UPS, Joystick, remote controller, color photos printer, conduits, Coaxial cables, control cables, LED screen, boxes between devices, UPS....etc. and all necessary works to complete works as per specifications and contract documents. | LS | 1 | 1800 | 1800 | EGP | MAT_Raw
Qasr Rashwan Lot A _0207 |  | RFQ-00050 | Mostafa Shourbagi | MEP (Electro Mechanical) | 2024-08-11 | Coaxial Cables | Approved | 10.15 - Saad Al Rouby-Main Pump Station NO. 3.3-3.3.19- | Supply, install, connect and test a complete closed circuit surveillance TV (CCTV) system complete with Weatherproof fixed camera HD, Weatherproof Motorized cameras HD, DVR, Rack, UPS, Joystick, remote controller, color photos printer, conduits, Coaxial cables, control cables, LED screen, boxes between devices, UPS....etc. and all necessary works to complete works as per specifications and contract documents. | LS | 1 | 1 | 27359 | 27359 | MAT_Raw | Elkayan specialized cables | 10.15 - Saad Al Rouby-Main Pump Station NO. 3.3-3.3.19- | Supply, install, connect and test a complete closed circuit surveillance TV (CCTV) system complete with Weatherproof fixed camera HD, Weatherproof Motorized cameras HD, DVR, Rack, UPS, Joystick, remote controller, color photos printer, conduits, Coaxial cables, control cables, LED screen, boxes between devices, UPS....etc. and all necessary works to complete works as per specifications and contract documents. | LS | 1 | 1800 | 1800 | EGP | MAT_Raw
Qasr Rashwan Lot A _0207 |  | RFQ-00050 | Mostafa Shourbagi | MEP (Electro Mechanical) | 2024-08-11 | Coaxial Cables | Approved | 12.31 - Mansheya Fanous-SEC. Pump Station NO. 10.3-10.3.19- | Supply, install, connect and test a complete closed circuit surveillance TV (CCTV) system complete with Weatherproof fixed camera HD, Weatherproof Motorized cameras HD, DVR, Rack, UPS, Joystick, remote controller, color photos printer, conduits, Coaxial cables, control cables, LED screen, boxes between devices, UPS....etc. and all necessary works to complete works as per specifications and contract documents. | LS | 1 | 1 | 27359 | 27359 | MAT_Raw | Elkayan specialized cables | 12.31 - Mansheya Fanous-SEC. Pump Station NO. 10.3-10.3.19- | Supply, install, connect and test a complete closed circuit surveillance TV (CCTV) system complete with Weatherproof fixed camera HD, Weatherproof Motorized cameras HD, DVR, Rack, UPS, Joystick, remote controller, color photos printer, conduits, Coaxial cables, control cables, LED screen, boxes between devices, UPS....etc. and all necessary works to complete works as per specifications and contract documents. | LS | 1 | 1800 | 1800 | EGP | MAT_Raw
MOC HQ at Diriyah _K0005 |  | RFQ-00033 | Hussein Nabil | MEP (Electro Mechanical) | 2024-09-17 | Supply & Install MEP Items - Ground Floor | Approved | 12.12 - Return linear slot diffusers - type R.L.S.D.-111 | R.L.B.G. 1/4" Spacing Zero Degree Deflection 2" Width, L=1.2m | ECH | 324 | 108 | 217.48 | 23487.84 | SC_Supply/Apply | سليمان محمد سليمان القرعاوي | 12.12 - Return linear slot diffusers - type R.L.S.D.-111 | R.L.B.G. 1/4" Spacing Zero Degree Deflection 2" Width, L=1.2m | ECH | 108 | 128 | 13824 | SAR | SC_Supply/Apply
MOC HQ at Diriyah _K0005 |  | RFQ-00033 | Hussein Nabil | MEP (Electro Mechanical) | 2024-09-17 | Supply & Install MEP Items - Ground Floor | Approved | 12.12 - Return linear slot diffusers - type R.L.S.D.-112 | R.L.B.G. 1/4" Spacing Zero Degree Deflection 2" Width, L=1.8m | ECH | 87 | 29 | 217.48 | 6306.92 | SC_Supply/Apply | سليمان محمد سليمان القرعاوي | 12.12 - Return linear slot diffusers - type R.L.S.D.-112 | R.L.B.G. 1/4" Spacing Zero Degree Deflection 2" Width, L=1.8m | ECH | 29 | 180 | 5220 | SAR | SC_Supply/Apply
MOC HQ at Diriyah _K0005 |  | RFQ-00033 | Hussein Nabil | MEP (Electro Mechanical) | 2024-09-17 | Supply & Install MEP Items - Ground Floor | Approved | 12.12 - Return linear slot diffusers - type R.L.S.D.-113 | R.L.B.G. 1/4" Spacing Zero Degree Deflection 2" Width, L=3m | ECH | 21 | 7 | 217.48 | 1522.36 | SC_Supply/Apply | سليمان محمد سليمان القرعاوي | 12.12 - Return linear slot diffusers - type R.L.S.D.-113 | R.L.B.G. 1/4" Spacing Zero Degree Deflection 2" Width, L=3m | ECH | 7 | 297 | 2079 | SAR | SC_Supply/Apply
MOC HQ at Diriyah _K0005 |  | RFQ-00033 | Hussein Nabil | MEP (Electro Mechanical) | 2024-09-17 | Supply & Install MEP Items - Ground Floor | Approved | 12.12 - Return linear slot diffusers - type R.L.S.D.-113 | R.L.B.G. 1/4" Spacing Zero Degree Deflection 2" Width, L=4.5m | ECH | 9 | 3 | 4246.67 | 12740.01 | SC_Supply/Apply | سليمان محمد سليمان القرعاوي | 12.12 - Return linear slot diffusers - type R.L.S.D.-113 | R.L.B.G. 1/4" Spacing Zero Degree Deflection 2" Width, L=4.5m | ECH | 3 | 445 | 1335 | SAR | SC_Supply/Apply
MOC HQ at Diriyah _K0005 |  | RFQ-00033 | Hussein Nabil | MEP (Electro Mechanical) | 2024-09-17 | Supply & Install MEP Items - Ground Floor | Approved | 12.12 - Return linear slot diffusers - type R.L.S.D.-113 | R.L.B.G. 1/4" Spacing Zero Degree Deflection 2" Width, L=6m | ECH | 6 | 2 | 217.48 | 434.96 | SC_Supply/Apply | سليمان محمد سليمان القرعاوي | 12.12 - Return linear slot diffusers - type R.L.S.D.-113 | R.L.B.G. 1/4" Spacing Zero Degree Deflection 2" Width, L=6m | ECH | 2 | 591 | 1182 | SAR | SC_Supply/Apply
MOC HQ at Diriyah _K0005 |  | RFQ-00033 | Hussein Nabil | MEP (Electro Mechanical) | 2024-09-17 | Supply & Install MEP Items - Ground Floor | Approved | 12.12 - Return linear slot diffusers - type R.L.S.D.-113 | R.L.B.G. 1/4" Spacing Zero Degree Deflection 2" Width, L=9m | ECH | 3 | 1 | 217.48 | 217.48 | SC_Supply/Apply | سليمان محمد سليمان القرعاوي | 12.12 - Return linear slot diffusers - type R.L.S.D.-113 | R.L.B.G. 1/4" Spacing Zero Degree Deflection 2" Width, L=9m | ECH | 1 | 885 | 885 | SAR | SC_Supply/Apply
MOC HQ at Diriyah _K0005 |  | RFQ-00033 | Hussein Nabil | MEP (Electro Mechanical) | 2024-09-17 | Supply & Install MEP Items - Ground Floor | Approved | 12.12 - Exhaust diffusers with volume damper - type E.D.+V.D.-114 | 150mm x 150mm | ECH | 157 | 53 | 255.29 | 13530.37 | SC_Supply/Apply | سليمان محمد سليمان القرعاوي | 12.12 - Exhaust diffusers with volume damper - type E.D.+V.D.-114 | 150mm x 150mm | ECH | 53 | 283 | 14999 | SAR | SC_Supply/Apply
MOC HQ at Diriyah _K0005 |  | RFQ-00033 | Hussein Nabil | MEP (Electro Mechanical) | 2024-09-17 | Supply & Install MEP Items - Ground Floor | Approved | 12.12 - Supply grilles - type S.G. +V.D.-115 | 450mm x 150mm | ECH | 12 | 4 | 1262 | 5048 | SC_Supply/Apply | سليمان محمد سليمان القرعاوي | 12.12 - Supply grilles - type S.G. +V.D.-115 | 450mm x 150mm | ECH | 4 | 259 | 1036 | SAR | SC_Supply/Apply
MOC HQ at Diriyah _K0005 |  | RFQ-00033 | Hussein Nabil | MEP (Electro Mechanical) | 2024-09-17 | Supply & Install MEP Items - Ground Floor | Approved | 12.12 - Return grilles - type R.G. +V.D.-117 | 450mm x 150mm | ECH | 12 | 4 | 546 | 2184 | SC_Supply/Apply | سليمان محمد سليمان القرعاوي | 12.12 - Return grilles - type R.G. +V.D.-117 | 450mm x 150mm | ECH | 4 | 232.69 | 930.76 | SAR | SC_Supply/Apply
MOC HQ at Diriyah _K0005 |  | RFQ-00033 | Hussein Nabil | MEP (Electro Mechanical) | 2024-09-17 | Supply & Install MEP Items - Ground Floor | Approved | 12.12 - Supply Square diffuser | 150mm x 150mm | ECH | 24 | 8 | 63.81 | 510.48 | SC_Supply/Apply | سليمان محمد سليمان القرعاوي | 12.12 - Supply Square diffuser | 150mm x 150mm | ECH | 8 | 217 | 1736 | SAR | SC_Supply/Apply
MOC HQ at Diriyah _K0005 |  | RFQ-00033 | Hussein Nabil | MEP (Electro Mechanical) | 2024-09-17 | Supply & Install MEP Items - Ground Floor | Approved | 12.12 - Return Square diffuser | 150mm x 150mm | ECH | 24 | 8 | 63.81 | 510.48 | SC_Supply/Apply | سليمان محمد سليمان القرعاوي | 12.12 - Return Square diffuser | 150mm x 150mm | ECH | 8 | 98 | 784 | SAR | SC_Supply/Apply
MOC HQ at Diriyah _K0005 |  | RFQ-00033 | Hussein Nabil | MEP (Electro Mechanical) | 2024-09-17 | Supply & Install MEP Items - Ground Floor | Approved | 12.12 - Fresh Square diffuser | 150mm x 150mm | ECH | 36 | 8 | 63.81 | 510.48 | SC_Supply/Apply | سليمان محمد سليمان القرعاوي | 12.12 - Fresh Square diffuser | 150mm x 150mm | ECH | 8 | 217 | 1736 | SAR | SC_Supply/Apply
MOC HQ at Diriyah _K0005 |  | RFQ-00033 | Hussein Nabil | MEP (Electro Mechanical) | 2024-09-17 | Supply & Install MEP Items - Ground Floor | Approved | 12.12 - Rectangulatr ductworks-128 | Low pressure | ECH | 240000 | 80000 | 29.25 | 2340000 | SC_Supply/Apply | سليمان محمد سليمان القرعاوي | 12.12 - Rectangulatr ductworks-128 | Low pressure | ECH | 80000 | 30 | 2400000 | SAR | SC_Supply/Apply
MOC HQ at Diriyah _K0005 |  | RFQ-00033 | Hussein Nabil | MEP (Electro Mechanical) | 2024-09-17 | Supply & Install MEP Items - Ground Floor | Approved | 12.12 - Rectangular ductworks-129 | Low pressure | ECH | 2400 | 800 | 19 | 15200 | SC_Supply/Apply | سليمان محمد سليمان القرعاوي | 12.12 - Rectangular ductworks-129 | Low pressure | ECH | 800 | 41 | 32800 | SAR | SC_Supply/Apply
MOC HQ at Diriyah _K0005 |  | RFQ-00033 | Hussein Nabil | MEP (Electro Mechanical) | 2024-09-17 | Supply & Install MEP Items - Ground Floor | Approved | 12.12 - Section 15100 - Valves and Specialties-133 | 50mm diameter gate valves | ECH | 4 | 2 | 923 | 1846 | SC_Supply/Apply | سليمان محمد سليمان القرعاوي | 12.12 - Section 15100 - Valves and Specialties-133 | 50mm diameter gate valves | ECH | 2 | 621.9 | 1243.8 | SAR | SC_Supply/Apply
MOC HQ at Diriyah _K0005 |  | RFQ-00033 | Hussein Nabil | MEP (Electro Mechanical) | 2024-09-17 | Supply & Install MEP Items - Ground Floor | Approved | 12.12 - Section 15100 - Valves and Specialties-134 | 65mm diameter gate valves | ECH | 4 | 2 | 1184 | 2368 | SC_Supply/Apply | سليمان محمد سليمان القرعاوي | 12.12 - Section 15100 - Valves and Specialties-134 | 65mm diameter gate valves | ECH | 2 | 927.01 | 1854.02 | SAR | SC_Supply/Apply
MOC HQ at Diriyah _K0005 |  | RFQ-00033 | Hussein Nabil | MEP (Electro Mechanical) | 2024-09-17 | Supply & Install MEP Items - Ground Floor | Approved | 12.12 - Section 15100 - Valves and Specialties-135 | 80mm diameter gate valves | ECH | 2 | 1 | 38040 | 38040 | SC_Supply/Apply | سليمان محمد سليمان القرعاوي | 12.12 - Section 15100 - Valves and Specialties-135 | 80mm diameter gate valves | ECH | 1 | 1104.81 | 1104.81 | SAR | SC_Supply/Apply
MOC HQ at Diriyah _K0005 |  | RFQ-00033 | Hussein Nabil | MEP (Electro Mechanical) | 2024-09-17 | Supply & Install MEP Items - Ground Floor | Approved | 12.12 - Section 15100 - Valves and Specialties-136 | 100mm diameter gate valves | ECH | 4 | 2 | 1605 | 3210 | SC_Supply/Apply | سليمان محمد سليمان القرعاوي | 12.12 - Section 15100 - Valves and Specialties-136 | 100mm diameter gate valves | ECH | 2 | 1421.25 | 2842.5 | SAR | SC_Supply/Apply
MOC HQ at Diriyah _K0005 |  | RFQ-00033 | Hussein Nabil | MEP (Electro Mechanical) | 2024-09-17 | Supply & Install MEP Items - Ground Floor | Approved | 12.12 - Section 15100 - Valves and Specialties-141 | 25mm automatic air vent | ECH | 4 | 2 | 399 | 798 | SC_Supply/Apply | سليمان محمد سليمان القرعاوي | 12.12 - Section 15100 - Valves and Specialties-141 | 25mm automatic air vent | ECH | 2 | 237.84 | 475.68 | SAR | SC_Supply/Apply
MOC HQ at Diriyah _K0005 |  | RFQ-00033 | Hussein Nabil | MEP (Electro Mechanical) | 2024-09-17 | Supply & Install MEP Items - Ground Floor | Approved | 12.12 - Section 15100 - Valves and Specialties-141 | 50mm diameter flow meter (Bi-Directional) | ECH | 2 | 1 | 1498 | 1498 | SC_Supply/Apply | سليمان محمد سليمان القرعاوي | 12.12 - Section 15100 - Valves and Specialties-141 | 50mm diameter flow meter (Bi-Directional) | ECH | 1 | 3604.57 | 3604.57 | SAR | SC_Supply/Apply
MOC HQ at Diriyah _K0005 |  | RFQ-00033 | Hussein Nabil | MEP (Electro Mechanical) | 2024-09-17 | Supply & Install MEP Items - Ground Floor | Approved | 12.12 - Section 15100 - Valves and Specialties-141 | 65mm diameter flow meter (Bi-Directional) | ECH | 2 | 1 | 2476 | 2476 | SC_Supply/Apply | سليمان محمد سليمان القرعاوي | 12.12 - Section 15100 - Valves and Specialties-141 | 65mm diameter flow meter (Bi-Directional) | ECH | 1 | 4046.21 | 4046.21 | SAR | SC_Supply/Apply
MOC HQ at Diriyah _K0005 |  | RFQ-00033 | Hussein Nabil | MEP (Electro Mechanical) | 2024-09-17 | Supply & Install MEP Items - Ground Floor | Approved | 12.12 - Section 15100 - Valves and Specialties-142 | 80mm diameter flow meter (Bi-Directional) | ECH | 1 | 1 | 2124 | 2124 | SC_Supply/Apply | سليمان محمد سليمان القرعاوي | 12.12 - Section 15100 - Valves and Specialties-142 | 80mm diameter flow meter (Bi-Directional) | ECH | 1 | 5209.66 | 5209.66 | SAR | SC_Supply/Apply
MOC HQ at Diriyah _K0005 |  | RFQ-00033 | Hussein Nabil | MEP (Electro Mechanical) | 2024-09-17 | Supply & Install MEP Items - Ground Floor | Approved | 12.12 - Section 15100 - Valves and Specialties-141 | 100mm diameter flow meter (Bi-Directional) | ECH | 2 | 1 | 3471 | 3471 | SC_Supply/Apply | سليمان محمد سليمان القرعاوي | 12.12 - Section 15100 - Valves and Specialties-141 | 100mm diameter flow meter (Bi-Directional) | ECH | 1 | 6114.57 | 6114.57 | SAR | SC_Supply/Apply
MOC HQ at Diriyah _K0005 |  | RFQ-00033 | Hussein Nabil | MEP (Electro Mechanical) | 2024-09-17 | Supply & Install MEP Items - Ground Floor | Approved | 12.12 - Section 15100 - Valves and Specialties-141 | 150mm diameter flow meter (Bi-Directional) | ECH | 2 | 1 | 4521.46 | 4521.46 | SC_Supply/Apply | سليمان محمد سليمان القرعاوي | 12.12 - Section 15100 - Valves and Specialties-141 | 150mm diameter flow meter (Bi-Directional) | ECH | 1 | 7019.47 | 7019.47 | SAR | SC_Supply/Apply
MOC HQ at Diriyah _K0005 |  | RFQ-00033 | Hussein Nabil | MEP (Electro Mechanical) | 2024-09-17 | Supply & Install MEP Items - Ground Floor | Approved | 12.12 - Section 15100 - Valves and Specialties-141 | 50mm diameter Double Regulating valve | ECH | 2 | 1 | 5263 | 5263 | SC_Supply/Apply | سليمان محمد سليمان القرعاوي | 12.12 - Section 15100 - Valves and Specialties-141 | 50mm diameter Double Regulating valve | ECH | 1 | 1001.86 | 1001.86 | SAR | SC_Supply/Apply
MOC HQ at Diriyah _K0005 |  | RFQ-00033 | Hussein Nabil | MEP (Electro Mechanical) | 2024-09-17 | Supply & Install MEP Items - Ground Floor | Approved | 12.12 - Section 15100 - Valves and Specialties-141 | 65mm diameter Double Regulating valve | ECH | 2 | 1 | 4521.46 | 4521.46 | SC_Supply/Apply | سليمان محمد سليمان القرعاوي | 12.12 - Section 15100 - Valves and Specialties-141 | 65mm diameter Double Regulating valve | ECH | 1 | 1182.84 | 1182.84 | SAR | SC_Supply/Apply
MOC HQ at Diriyah _K0005 |  | RFQ-00033 | Hussein Nabil | MEP (Electro Mechanical) | 2024-09-17 | Supply & Install MEP Items - Ground Floor | Approved | 12.12 - Section 15100 - Valves and Specialties-141 | 80mm diameter Double Regulating valve | ECH | 1 | 1 | 4521.46 | 4521.46 | SC_Supply/Apply | سليمان محمد سليمان القرعاوي | 12.12 - Section 15100 - Valves and Specialties-141 | 80mm diameter Double Regulating valve | ECH | 1 | 1725.78 | 1725.78 | SAR | SC_Supply/Apply
MOC HQ at Diriyah _K0005 |  | RFQ-00033 | Hussein Nabil | MEP (Electro Mechanical) | 2024-09-17 | Supply & Install MEP Items - Ground Floor | Approved | 12.12 - Section 15100 - Valves and Specialties-141 | 100mm diameter Double Regulating valve | ECH | 2 | 1 | 4521.46 | 4521.46 | SC_Supply/Apply | سليمان محمد سليمان القرعاوي | 12.12 - Section 15100 - Valves and Specialties-141 | 100mm diameter Double Regulating valve | ECH | 1 | 1984.33 | 1984.33 | SAR | SC_Supply/Apply
MOC HQ at Diriyah _K0005 |  | RFQ-00033 | Hussein Nabil | MEP (Electro Mechanical) | 2024-09-17 | Supply & Install MEP Items - Ground Floor | Approved | 12.12 - Section 15100 - Valves and Specialties-141 | 150mm diameter Double Regulating valve | ECH | 2 | 1 | 4521.46 | 4521.46 | SC_Supply/Apply | سليمان محمد سليمان القرعاوي | 12.12 - Section 15100 - Valves and Specialties-141 | 150mm diameter Double Regulating valve | ECH | 1 | 2307.51 | 2307.51 | SAR | SC_Supply/Apply
MOC HQ at Diriyah _K0005 |  | RFQ-00033 | Hussein Nabil | MEP (Electro Mechanical) | 2024-09-17 | Supply & Install MEP Items - Ground Floor | Approved | 12.12 - Section 15060 - Pipe Works and Fittings-143 | 25mm diameter | MTR | 1155 | 385 | 7.32 | 2818.2 | SC_Supply/Apply | سليمان محمد سليمان القرعاوي | 12.12 - Section 15060 - Pipe Works and Fittings-143 | 25mm diameter | MTR | 385 | 32 | 12320 | SAR | SC_Supply/Apply
MOC HQ at Diriyah _K0005 |  | RFQ-00033 | Hussein Nabil | MEP (Electro Mechanical) | 2024-09-17 | Supply & Install MEP Items - Ground Floor | Approved | 12.12 - Section 15060 - Pipe Works and Fittings-144 | 32mm diameter | MTR | 468 | 156 | 13.46 | 2099.76 | SC_Supply/Apply | سليمان محمد سليمان القرعاوي | 12.12 - Section 15060 - Pipe Works and Fittings-144 | 32mm diameter | MTR | 156 | 39 | 6084 | SAR | SC_Supply/Apply
MOC HQ at Diriyah _K0005 |  | RFQ-00033 | Hussein Nabil | MEP (Electro Mechanical) | 2024-09-17 | Supply & Install MEP Items - Ground Floor | Approved | 12.12 - Section 15060 - Pipe Works and Fittings-146 | 50mm diameter | MTR | 866 | 289 | 12.12 | 3502.68 | SC_Supply/Apply | سليمان محمد سليمان القرعاوي | 12.12 - Section 15060 - Pipe Works and Fittings-146 | 50mm diameter | MTR | 289 | 60 | 17340 | SAR | SC_Supply/Apply
MOC HQ at Diriyah _K0005 |  | RFQ-00033 | Hussein Nabil | MEP (Electro Mechanical) | 2024-09-17 | Supply & Install MEP Items - Ground Floor | Approved | 12.12 - Section 15060 - Pipe Works and Fittings-147 | 32mm diameter | MTR | 604.15 | 202 | 8.34 | 1684.68 | SC_Supply/Apply | سليمان محمد سليمان القرعاوي | 12.12 - Section 15060 - Pipe Works and Fittings-147 | 32mm diameter | MTR | 202 | 72.8 | 14705.6 | SAR | SC_Supply/Apply
MOC HQ at Diriyah _K0005 |  | RFQ-00033 | Hussein Nabil | MEP (Electro Mechanical) | 2024-09-17 | Supply & Install MEP Items - Ground Floor | Approved | 12.12 - Section 15060 - Pipe Works and Fittings-148 | 40mm diameter | MTR | 458.82 | 153 | 14.49 | 2216.97 | SC_Supply/Apply | سليمان محمد سليمان القرعاوي | 12.12 - Section 15060 - Pipe Works and Fittings-148 | 40mm diameter | MTR | 153 | 86.61 | 13251.33 | SAR | SC_Supply/Apply
Qasr Rashwan Lot A _0207 |  | RFQ-00050 | Mostafa Shourbagi | MEP (Electro Mechanical) | 2024-08-11 | Coaxial Cables | Approved | 12.15 - Mansheya Fanous-Main Pump Station NO. 3.3-3.3.19- | Supply, install, connect and test a complete closed circuit surveillance TV (CCTV) system complete with Weatherproof fixed camera HD, Weatherproof Motorized cameras HD, DVR, Rack, UPS, Joystick, remote controller, color photos printer, conduits, Coaxial cables, control cables, LED screen, boxes between devices, UPS....etc. and all necessary works to complete works as per specifications and contract documents. | LS | 1 | 1 | 27359 | 27359 | MAT_Raw | Elkayan specialized cables | 12.15 - Mansheya Fanous-Main Pump Station NO. 3.3-3.3.19- | Supply, install, connect and test a complete closed circuit surveillance TV (CCTV) system complete with Weatherproof fixed camera HD, Weatherproof Motorized cameras HD, DVR, Rack, UPS, Joystick, remote controller, color photos printer, conduits, Coaxial cables, control cables, LED screen, boxes between devices, UPS....etc. and all necessary works to complete works as per specifications and contract documents. | LS | 1 | 1800 | 1800 | EGP | MAT_Raw
Qasr Rashwan - Lot B _0208 |  | RFQ-00048 | Mostafa Shourbagi | MEP (Electro Mechanical) | 2024-08-11 | Coaxial Cables | Approved | 13.14 - Iz.Salih Shamatah-BILL NO. 3.3: Main Pump Station-3.3.19- | Supply, install, connect and test a complete closed circuit surveillance TV (CCTV) system complete with Weatherproof fixed camera HD, Weatherproof Motorized cameras HD, DVR, Rack, UPS, Joystick, remote controller, color photos printer, conduits, Coaxial cables, control cables, LED screen, boxes between devices, UPS....etc. and all necessary works to complete works as per specifications and contract documents. | LS | 1 | 1 | 27359 | 27359 | MAT_Raw | Elkayan specialized cables | 13.14 - Iz.Salih Shamatah-BILL NO. 3.3: Main Pump Station-3.3.19- | Supply, install, connect and test a complete closed circuit surveillance TV (CCTV) system complete with Weatherproof fixed camera HD, Weatherproof Motorized cameras HD, DVR, Rack, UPS, Joystick, remote controller, color photos printer, conduits, Coaxial cables, control cables, LED screen, boxes between devices, UPS....etc. and all necessary works to complete works as per specifications and contract documents. | LS | 1 | 1800 | 1800 | EGP | MAT_Raw
Qasr Rashwan - Lot B _0208 |  | RFQ-00048 | Mostafa Shourbagi | MEP (Electro Mechanical) | 2024-08-11 | Coaxial Cables | Approved | 15.14 - Iz. Al Burm-BILL NO. 3.3: Main Pump Station-3.3.19- | Supply, install, connect and test a complete closed circuit surveillance TV (CCTV) system complete with Weatherproof fixed camera HD, Weatherproof Motorized cameras HD, DVR, Rack, UPS, Joystick, remote controller, color photos printer, conduits, Coaxial cables, control cables, LED screen, boxes between devices, UPS....etc. and all necessary works to complete works as per specifications and contract documents. | LS | 1 | 1 | 27359 | 27359 | MAT_Raw | Elkayan specialized cables | 15.14 - Iz. Al Burm-BILL NO. 3.3: Main Pump Station-3.3.19- | Supply, install, connect and test a complete closed circuit surveillance TV (CCTV) system complete with Weatherproof fixed camera HD, Weatherproof Motorized cameras HD, DVR, Rack, UPS, Joystick, remote controller, color photos printer, conduits, Coaxial cables, control cables, LED screen, boxes between devices, UPS....etc. and all necessary works to complete works as per specifications and contract documents. | LS | 1 | 1800 | 1800 | EGP | MAT_Raw
Qasr Rashwan - Lot B _0208 |  | RFQ-00048 | Mostafa Shourbagi | MEP (Electro Mechanical) | 2024-08-11 | Coaxial Cables | Approved | 10.14 - Abd Al Azeem Al Sofy-BILL NO. 3.3: Main Pump Station-3.3.19- | Supply, install, connect and test a complete closed circuit surveillance TV (CCTV) system complete with Weatherproof fixed camera HD, Weatherproof Motorized cameras HD, DVR, Rack, UPS, Joystick, remote controller, color photos printer, conduits, Coaxial cables, control cables, LED screen, boxes between devices, UPS....etc. and all necessary works to complete works as per specifications and contract documents. | LS | 1 | 1 | 27359 | 27359 | MAT_Raw | Elkayan specialized cables | 10.14 - Abd Al Azeem Al Sofy-BILL NO. 3.3: Main Pump Station-3.3.19- | Supply, install, connect and test a complete closed circuit surveillance TV (CCTV) system complete with Weatherproof fixed camera HD, Weatherproof Motorized cameras HD, DVR, Rack, UPS, Joystick, remote controller, color photos printer, conduits, Coaxial cables, control cables, LED screen, boxes between devices, UPS....etc. and all necessary works to complete works as per specifications and contract documents. | LS | 1 | 1800 | 1800 | EGP | MAT_Raw
Qasr Rashwan - Lot B _0208 |  | RFQ-00048 | Mostafa Shourbagi | MEP (Electro Mechanical) | 2024-08-11 | Coaxial Cables | Approved | 12.14 - Iz. Suleiman Tadrus-BILL NO. 3.3: Main Pump Station-3.3.19- | Supply, install, connect and test a complete closed circuit surveillance TV (CCTV) system complete with Weatherproof fixed camera HD, Weatherproof Motorized cameras HD, DVR, Rack, UPS, Joystick, remote controller, color photos printer, conduits, Coaxial cables, control cables, LED screen, boxes between devices, UPS....etc. and all necessary works to complete works as per specifications and contract documents. | LS | 1 | 1 | 27359 | 27359 | MAT_Raw | Elkayan specialized cables | 12.14 - Iz. Suleiman Tadrus-BILL NO. 3.3: Main Pump Station-3.3.19- | Supply, install, connect and test a complete closed circuit surveillance TV (CCTV) system complete with Weatherproof fixed camera HD, Weatherproof Motorized cameras HD, DVR, Rack, UPS, Joystick, remote controller, color photos printer, conduits, Coaxial cables, control cables, LED screen, boxes between devices, UPS....etc. and all necessary works to complete works as per specifications and contract documents. | LS | 1 | 1800 | 1800 | EGP | MAT_Raw
Qasr Rashwan - Lot B _0208 |  | RFQ-00048 | Mostafa Shourbagi | MEP (Electro Mechanical) | 2024-08-11 | Coaxial Cables | Approved | 11.14 - Abd Al Rahman Ibrahim-BILL NO. 3.3: Main Pump Station-3.3.19- | Supply, install, connect and test a complete closed circuit surveillance TV (CCTV) system complete with Weatherproof fixed camera HD, Weatherproof Motorized cameras HD, DVR, Rack, UPS, Joystick, remote controller, color photos printer, conduits, Coaxial cables, control cables, LED screen, boxes between devices, UPS....etc. and all necessary works to complete works as per specifications and contract documents. | LS | 1 | 1 | 27359 | 27359 | MAT_Raw | Elkayan specialized cables | 11.14 - Abd Al Rahman Ibrahim-BILL NO. 3.3: Main Pump Station-3.3.19- | Supply, install, connect and test a complete closed circuit surveillance TV (CCTV) system complete with Weatherproof fixed camera HD, Weatherproof Motorized cameras HD, DVR, Rack, UPS, Joystick, remote controller, color photos printer, conduits, Coaxial cables, control cables, LED screen, boxes between devices, UPS....etc. and all necessary works to complete works as per specifications and contract documents. | LS | 1 | 1800 | 1800 | EGP | MAT_Raw
Qasr Rashwan - Lot B _0208 |  | RFQ-00050 | Purchasing Engineers | Purchasing | 2024-08-14 | Wood for Construction (PR_97760) | Approved | total | خشب موسكى 2.50 بوصة * 7 بوصة * طول 3.60 م | CBM | 50 | 50 | 0 | 0 | MAT_Wood | المتحدة للتجارة والتوريدات (حمدي مصطفي | total | خشب موسكى 2.50 بوصة * 7 بوصة * طول 3.60 م | CBM | 50 | 17000 | 850000 | EGP | MAT_Wood
Qasr Rashwan - Lot B _0208 |  | RFQ-00050 | Purchasing Engineers | Purchasing | 2024-08-14 | Wood for Construction (PR_97760) | Approved | total | خشب موسكى 2.50 بوصة * 7 بوصة * طول 4.20 م | CBM | 50 | 50 | 0 | 0 | MAT_Wood | المتحدة للتجارة والتوريدات (حمدي مصطفي | total | خشب موسكى 2.50 بوصة * 7 بوصة * طول 4.20 م | CBM | 50 | 17000 | 850000 | EGP | MAT_Wood
ORA ZED-Ph 2-Pkgs A&D |  | RFQ-00070 | Sarah Al Shaarawy | MEP (Electro Mechanical) | 2024-09-16 | Supply MATV System | Approved | MATV system Material, Acc,Civil, Delivery | Satellite dish farm for E5a buliding including [2 nos. solid aluminum parabolic dish antenna 1.8m], UHF/VHF antenna, RG11 coaxial cables, satellite concrete pad and all necessary accessories. | ECH | 8 | 8 | 60017.14 | 480137.12 | SC_Supply/Apply | Tronics Mea | MATV system Material, Acc,Civil, Delivery | Satellite dish farm for E5a buliding including [2 nos. solid aluminum parabolic dish antenna 1.8m], UHF/VHF antenna, RG11 coaxial cables, satellite concrete pad and all necessary accessories. | ECH | 8 | 1755.03 | 14040.24 | EGP | SC_Supply/Apply
ORA ZED-Ph 2-Pkgs A&D |  | RFQ-00070 | Sarah Al Shaarawy | MEP (Electro Mechanical) | 2024-09-16 | Supply MATV System | Approved | MATV system Material, Acc,Civil, Delivery | MATV outlet 75 ohm coaxial F-type female connector at the same floor box of power outlet | ECH | 9 | 9 | 910.88 | 8197.92 | SC_Supply/Apply | Tronics Mea | MATV system Material, Acc,Civil, Delivery | MATV outlet 75 ohm coaxial F-type female connector at the same floor box of power outlet | ECH | 9 | 0 | 0 | EGP | SC_Supply/Apply
ORA ZED-Ph 2-Pkgs A&D |  | RFQ-00070 | Sarah Al Shaarawy | MEP (Electro Mechanical) | 2024-09-16 | Supply MATV System | Approved | MATV system Material, Acc,Civil, Delivery | Active IF Multi-Switch 9/8 ports coaxial c/w power supply and all related accessories . | ECH | 32 | 32 | 12641.71 | 404534.72 | SC_Supply/Apply | Tronics Mea | MATV system Material, Acc,Civil, Delivery | Active IF Multi-Switch 9/8 ports coaxial c/w power supply and all related accessories . | ECH | 32 | 364.8 | 11673.6 | EGP | SC_Supply/Apply
ORA ZED-Ph 2-Pkgs A&D |  | RFQ-00070 | Sarah Al Shaarawy | MEP (Electro Mechanical) | 2024-09-16 | Supply MATV System | Approved | MATV system Material, Acc,Civil, Delivery | Passive IF Multi-Switch 9/8 ports coaxial c/w power supply and all related accessories. | ECH | 54 | 54 | 7062.65 | 381383.1 | SC_Supply/Apply | Tronics Mea | MATV system Material, Acc,Civil, Delivery | Passive IF Multi-Switch 9/8 ports coaxial c/w power supply and all related accessories. | ECH | 54 | 193.8 | 10465.2 | EGP | SC_Supply/Apply
ORA ZED-Ph 2-Pkgs A&D |  | RFQ-00070 | Sarah Al Shaarawy | MEP (Electro Mechanical) | 2024-09-16 | Supply MATV System | Approved | MATV system Material, Acc,Civil, Delivery | Active IF Multi-Switch 9/16 ports coaxial c/w power supply and all related accessories . | ECH | 32 | 32 | 8991.01 | 287712.32 | SC_Supply/Apply | Tronics Mea | MATV system Material, Acc,Civil, Delivery | Active IF Multi-Switch 9/16 ports coaxial c/w power supply and all related accessories . | ECH | 32 | 26.22 | 839.04 | EGP | SC_Supply/Apply
ORA ZED-Ph 2-Pkgs A&D |  | RFQ-00070 | Sarah Al Shaarawy | MEP (Electro Mechanical) | 2024-09-16 | Supply MATV System | Approved | MATV system Material, Acc,Civil, Delivery | Passive IF Multi-Switch 9/16 ports coaxial c/w power supply and all related accessories. | ECH | 33 | 33 | 6200.78 | 204625.74 | SC_Supply/Apply | Tronics Mea | MATV system Material, Acc,Civil, Delivery | Passive IF Multi-Switch 9/16 ports coaxial c/w power supply and all related accessories. | ECH | 33 | 239.4 | 7900.2 | EGP | SC_Supply/Apply
ORA ZED-Ph 2-Pkgs A&D |  | RFQ-00070 | Sarah Al Shaarawy | MEP (Electro Mechanical) | 2024-09-16 | Supply MATV System | Approved | MATV system Material, Acc,Civil, Delivery | MATV outlet 75 ohm coaxial F-type female connector | ECH | 689 | 689 | 527.72 | 363599.08 | SC_Supply/Apply | Tronics Mea | MATV system Material, Acc,Civil, Delivery | MATV outlet 75 ohm coaxial F-type female connector | ECH | 689 | 0 | 0 | EGP | SC_Supply/Apply
Damietta Container Terminal-Infra & Bldgs _0216 |  | RFQ-00048 | Mohamed Maher | Operation | 2024-10-08 | اعمال مصنعيات شبكات و اعمال ترابية | Approved | 10.16 - Infrastrucure-FIRE FIGHTING-15310-5.5.5 | Ø 300 mm | MTR | 12200 | 1300 | 4.38 | 5694 | SC_Apply | محمد سليم موسي ابراهيم | 10.16 - Infrastrucure-FIRE FIGHTING-15310-5.5.5 | Ø 300 mm | MTR | 1300 | 215 | 279500 | EGP | SC_Apply
Damietta Container Terminal-Infra & Bldgs _0216 |  | RFQ-00048 | Mohamed Maher | Operation | 2024-10-08 | اعمال مصنعيات شبكات و اعمال ترابية | Approved | 10.16 - Infrastrucure-FIRE FIGHTING-15310-5.5.6 | Ø 350 mm Supply and install galvanized steel pipe for fire pump connection and in trenches as required by the manufacturer of Fire Pump System, including all accessories and flanges to connect with HDPE pielines | MTR | 400 | 30 | 4.97 | 149.1 | SC_Apply | محمد سليم موسي ابراهيم | 10.16 - Infrastrucure-FIRE FIGHTING-15310-5.5.6 | Ø 350 mm Supply and install galvanized steel pipe for fire pump connection and in trenches as required by the manufacturer of Fire Pump System, including all accessories and flanges to connect with HDPE pielines | MTR | 30 | 250 | 7500 | EGP | SC_Apply
Damietta Container Terminal-Infra & Bldgs _0216 |  | RFQ-00048 | Mohamed Maher | Operation | 2024-10-08 | اعمال مصنعيات شبكات و اعمال ترابية | Approved | Total | Fire Fighting Network Manholes | ECH | 255 | 30 | 109.48 | 3284.4 | SC_Apply | محمد سليم موسي ابراهيم | Total | Fire Fighting Network Manholes | ECH | 30 | 2500 | 75000 | EGP | SC_Apply
Damietta Container Terminal-Infra & Bldgs _0216 |  | RFQ-00048 | Mohamed Maher | Operation | 2024-10-08 | اعمال مصنعيات شبكات و اعمال ترابية | Approved | 10.18 - Infrastrucure-Sewage System-02530-3.2.1 | Pipe size ø 160mm Dia | MTR | 200 | 60 | 4.64 | 278.4 | SC_Apply | محمد سليم موسي ابراهيم | 10.18 - Infrastrucure-Sewage System-02530-3.2.1 | Pipe size ø 160mm Dia | MTR | 60 | 250 | 15000 | EGP | SC_Apply
Damietta Container Terminal-Infra & Bldgs _0216 |  | RFQ-00048 | Mohamed Maher | Operation | 2024-10-08 | اعمال مصنعيات شبكات و اعمال ترابية | Approved | 10.18 - Infrastrucure-Sewage System-02530-3.2.2 | Pipe size ø 250 mm Dia Inspection Chamber Supplying, installing, connecting, Constructing and testing of Inspection Chember with cover heavy duty ( cast iron), inspection chambers outside building to collect sanitary drainage from buildings to manholes, item includded drilling, backfilling, reinforced concrete base, conhing , isolation , pipes , treatment,concrete wall which thickness according dimensions , earth work support, disposal of surplus spoil, pipes sleeves connected to manholes and all needed as shown on drawings and specifications .Inspection Chember with variable depth . | MTR | 500 | 100 | 5.37 | 537 | SC_Apply | محمد سليم موسي ابراهيم | 10.18 - Infrastrucure-Sewage System-02530-3.2.2 | Pipe size ø 250 mm Dia Inspection Chamber Supplying, installing, connecting, Constructing and testing of Inspection Chember with cover heavy duty ( cast iron), inspection chambers outside building to collect sanitary drainage from buildings to manholes, item includded drilling, backfilling, reinforced concrete base, conhing , isolation , pipes , treatment,concrete wall which thickness according dimensions , earth work support, disposal of surplus spoil, pipes sleeves connected to manholes and all needed as shown on drawings and specifications .Inspection Chember with variable depth . | MTR | 100 | 250 | 25000 | EGP | SC_Apply
Damietta Container Terminal-Infra & Bldgs _0216 |  | RFQ-00048 | Mohamed Maher | Operation | 2024-10-08 | اعمال مصنعيات شبكات و اعمال ترابية | Approved | Total | Sewage Network Manholes | ECH | 13 | 10 | 173.76 | 1737.6 | SC_Apply | محمد سليم موسي ابراهيم | Total | Sewage Network Manholes | ECH | 10 | 2500 | 25000 | EGP | SC_Apply
Damietta Container Terminal-Infra & Bldgs _0216 |  | RFQ-00048 | Mohamed Maher | Operation | 2024-10-08 | اعمال مصنعيات شبكات و اعمال ترابية | Approved | Total | Elec Conduits 60 , 110 and 160 mm | MTR | 232050 | 24000 | 1.15 | 27600 | SC_Apply | محمد سليم موسي ابراهيم | Total | Elec Conduits 60 , 110 and 160 mm | MTR | 24000 | 35 | 840000 | EGP | SC_Apply
Damietta Container Terminal-Infra & Bldgs _0216 |  | RFQ-00048 | Mohamed Maher | Operation | 2024-10-08 | اعمال مصنعيات شبكات و اعمال ترابية | Approved | Total | Elec Manholes | ECH | 229 | 30 | 181.2 | 5436 | SC_Apply | محمد سليم موسي ابراهيم | Total | Elec Manholes | ECH | 30 | 5500 | 165000 | EGP | SC_Apply
Damietta Container Terminal-Infra & Bldgs _0216 |  | RFQ-00048 | Mohamed Maher | Operation | 2024-10-08 | اعمال مصنعيات شبكات و اعمال ترابية | Approved | 10.22 - Infrastructure Package-9_Pavement-02750-9.5.1 | بالمتر المسطح عمل بلاطات خرسانية بعمق 38 سم و السعر يشمل الخلط و النقل الي الموقع و الكارتات و السولار و التشغيل علي طبقات و الدمك و الرش و المعالجة و الوصول للمناسيب المطلوبة بحسب مواصفة المشروع وتعليمات الاستشاري و ممثل الطرف الاول | SQM | 50876.03 | 5000 | 4.65 | 23250 | SC_Apply | محمد سليم موسي ابراهيم | 10.22 - Infrastructure Package-9_Pavement-02750-9.5.1 | بالمتر المسطح عمل بلاطات خرسانية بعمق 38 سم و السعر يشمل الخلط و النقل الي الموقع و الكارتات و السولار و التشغيل علي طبقات و الدمك و الرش و المعالجة و الوصول للمناسيب المطلوبة بحسب مواصفة المشروع وتعليمات الاستشاري و ممثل الطرف الاول | SQM | 5000 | 170 | 850000 | EGP | SC_Apply
MOC HQ at Diriyah _K0005 |  | RFQ-00033 | Hussein Nabil | MEP (Electro Mechanical) | 2024-09-17 | Supply & Install MEP Items - Ground Floor | Approved | 12.12 - Section 15060 - Pipe Works and Fittings-149 | 50mm diameter | MTR | 362.34 | 121 | 19.71 | 2384.91 | SC_Supply/Apply | سليمان محمد سليمان القرعاوي | 12.12 - Section 15060 - Pipe Works and Fittings-149 | 50mm diameter | MTR | 121 | 104.71 | 12669.91 | SAR | SC_Supply/Apply
MOC HQ at Diriyah _K0005 |  | RFQ-00033 | Hussein Nabil | MEP (Electro Mechanical) | 2024-09-17 | Supply & Install MEP Items - Ground Floor | Approved | 12.12 - Section 15060 - Pipe Works and Fittings-150 | 65mm diameter | MTR | 394.75 | 132 | 24.62 | 3249.84 | SC_Supply/Apply | سليمان محمد سليمان القرعاوي | 12.12 - Section 15060 - Pipe Works and Fittings-150 | 65mm diameter | MTR | 132 | 138.78 | 18318.96 | SAR | SC_Supply/Apply
MOC HQ at Diriyah _K0005 |  | RFQ-00033 | Hussein Nabil | MEP (Electro Mechanical) | 2024-09-17 | Supply & Install MEP Items - Ground Floor | Approved | 12.12 - Section 15060 - Pipe Works and Fittings-151 | 80mm diameter | MTR | 143.68 | 48 | 168.71 | 8098.08 | SC_Supply/Apply | سليمان محمد سليمان القرعاوي | 12.12 - Section 15060 - Pipe Works and Fittings-151 | 80mm diameter | MTR | 48 | 174.91 | 8395.68 | SAR | SC_Supply/Apply
MOC HQ at Diriyah _K0005 |  | RFQ-00033 | Hussein Nabil | MEP (Electro Mechanical) | 2024-09-17 | Supply & Install MEP Items - Ground Floor | Approved | 12.12 - Section 15060 - Pipe Works and Fittings-152 | 100mm diameter | MTR | 472.71 | 158 | 33.64 | 5315.12 | SC_Supply/Apply | سليمان محمد سليمان القرعاوي | 12.12 - Section 15060 - Pipe Works and Fittings-152 | 100mm diameter | MTR | 158 | 272.76 | 43096.08 | SAR | SC_Supply/Apply
MOC HQ at Diriyah _K0005 |  | RFQ-00033 | Hussein Nabil | MEP (Electro Mechanical) | 2024-09-17 | Supply & Install MEP Items - Ground Floor | Approved | 12.12 - Section 15060 - Pipe Works and Fittings-154 | 150mm diameter | MTR | 74.71 | 25 | 333.29 | 8332.25 | SC_Supply/Apply | سليمان محمد سليمان القرعاوي | 12.12 - Section 15060 - Pipe Works and Fittings-154 | 150mm diameter | MTR | 25 | 450 | 11250 | SAR | SC_Supply/Apply
MOC HQ at Diriyah _K0005 |  | RFQ-00033 | Hussein Nabil | MEP (Electro Mechanical) | 2024-09-17 | Supply & Install MEP Items - Ground Floor | Approved | 12.12 - Section 15060 - Pipe Works and Fittings-154 | 15mm diameter | MTR | 3902.99 | 1301 | 9.93 | 12918.93 | SC_Supply/Apply | سليمان محمد سليمان القرعاوي | 12.12 - Section 15060 - Pipe Works and Fittings-154 | 15mm diameter | MTR | 1301 | 38.48 | 50062.48 | SAR | SC_Supply/Apply
MOC HQ at Diriyah _K0005 |  | RFQ-00033 | Hussein Nabil | MEP (Electro Mechanical) | 2024-09-17 | Supply & Install MEP Items - Ground Floor | Approved | 12.12 - Section 15060 - Pipe Works and Fittings-154 | 20mm diameter | MTR | 1033.56 | 345 | 9.93 | 3425.85 | SC_Supply/Apply | سليمان محمد سليمان القرعاوي | 12.12 - Section 15060 - Pipe Works and Fittings-154 | 20mm diameter | MTR | 345 | 45 | 15525 | SAR | SC_Supply/Apply
MOC HQ at Diriyah _K0005 |  | RFQ-00033 | Hussein Nabil | MEP (Electro Mechanical) | 2024-09-17 | Supply & Install MEP Items - Ground Floor | Approved | 12.12 - Section 15060 - Pipe Works and Fittings-154 | 25mm diameter | MTR | 629.01 | 210 | 9.93 | 2085.3 | SC_Supply/Apply | سليمان محمد سليمان القرعاوي | 12.12 - Section 15060 - Pipe Works and Fittings-154 | 25mm diameter | MTR | 210 | 60.76 | 12759.6 | SAR | SC_Supply/Apply
MOC HQ at Diriyah _K0005 |  | RFQ-00033 | Hussein Nabil | MEP (Electro Mechanical) | 2024-09-17 | Supply & Install MEP Items - Ground Floor | Approved | 12.12 - Section 15260 - Insulation and Lagging-156 | To rectangular ductwork | SQM | 35000 | 11667 | 45 | 525015 | SC_Supply/Apply | سليمان محمد سليمان القرعاوي | 12.12 - Section 15260 - Insulation and Lagging-156 | To rectangular ductwork | SQM | 11667 | 30 | 350010 | SAR | SC_Supply/Apply
MOC HQ at Diriyah _K0005 |  | RFQ-00033 | Hussein Nabil | MEP (Electro Mechanical) | 2024-09-17 | Supply & Install MEP Items - Ground Floor | Approved | 12.12 - Section 15260 - Insulation and Lagging-170 | To rectangular ductwork | SQM | 2500 | 834 | 132.8 | 110755.2 | SC_Supply/Apply | سليمان محمد سليمان القرعاوي | 12.12 - Section 15260 - Insulation and Lagging-170 | To rectangular ductwork | SQM | 834 | 28 | 23352 | SAR | SC_Supply/Apply
MOC HQ at Diriyah _K0005 |  | RFQ-00033 | Hussein Nabil | MEP (Electro Mechanical) | 2024-09-17 | Supply & Install MEP Items - Ground Floor | Approved | 12.12 - Section 15260 - Insulation and Lagging-157 | 25mm diameter | MTR | 1155 | 385 | 14.44 | 5559.4 | SC_Supply/Apply | سليمان محمد سليمان القرعاوي | 12.12 - Section 15260 - Insulation and Lagging-157 | 25mm diameter | MTR | 385 | 26 | 10010 | SAR | SC_Supply/Apply
MOC HQ at Diriyah _K0005 |  | RFQ-00033 | Hussein Nabil | MEP (Electro Mechanical) | 2024-09-17 | Supply & Install MEP Items - Ground Floor | Approved | 12.12 - Section 15260 - Insulation and Lagging-158 | 32mm diameter | MTR | 468 | 156 | 26.92 | 4199.52 | SC_Supply/Apply | سليمان محمد سليمان القرعاوي | 12.12 - Section 15260 - Insulation and Lagging-158 | 32mm diameter | MTR | 156 | 30 | 4680 | SAR | SC_Supply/Apply
MOC HQ at Diriyah _K0005 |  | RFQ-00033 | Hussein Nabil | MEP (Electro Mechanical) | 2024-09-17 | Supply & Install MEP Items - Ground Floor | Approved | 12.12 - Section 15260 - Insulation and Lagging-160 | 50mm diameter | MTR | 866 | 289 | 19.05 | 5505.45 | SC_Supply/Apply | سليمان محمد سليمان القرعاوي | 12.12 - Section 15260 - Insulation and Lagging-160 | 50mm diameter | MTR | 289 | 44 | 12716 | SAR | SC_Supply/Apply
MOC HQ at Diriyah _K0005 |  | RFQ-00033 | Hussein Nabil | MEP (Electro Mechanical) | 2024-09-17 | Supply & Install MEP Items - Ground Floor | Approved | 12.12 - Section 15260 - Insulation and Lagging-161 | 32mm diameter | MTR | 604.15 | 202 | 7.25 | 1464.5 | SC_Supply/Apply | سليمان محمد سليمان القرعاوي | 12.12 - Section 15260 - Insulation and Lagging-161 | 32mm diameter | MTR | 202 | 40 | 8080 | SAR | SC_Supply/Apply
MOC HQ at Diriyah _K0005 |  | RFQ-00033 | Hussein Nabil | MEP (Electro Mechanical) | 2024-09-17 | Supply & Install MEP Items - Ground Floor | Approved | 12.12 - Section 15260 - Insulation and Lagging-162 | 40mm diameter | MTR | 458.82 | 153 | 12.21 | 1868.13 | SC_Supply/Apply | سليمان محمد سليمان القرعاوي | 12.12 - Section 15260 - Insulation and Lagging-162 | 40mm diameter | MTR | 153 | 65 | 9945 | SAR | SC_Supply/Apply
MOC HQ at Diriyah _K0005 |  | RFQ-00033 | Hussein Nabil | MEP (Electro Mechanical) | 2024-09-17 | Supply & Install MEP Items - Ground Floor | Approved | 12.12 - Section 15260 - Insulation and Lagging-163 | 50mm diameter | MTR | 362.34 | 121 | 14.74 | 1783.54 | SC_Supply/Apply | سليمان محمد سليمان القرعاوي | 12.12 - Section 15260 - Insulation and Lagging-163 | 50mm diameter | MTR | 121 | 88 | 10648 | SAR | SC_Supply/Apply
MOC HQ at Diriyah _K0005 |  | RFQ-00033 | Hussein Nabil | MEP (Electro Mechanical) | 2024-09-17 | Supply & Install MEP Items - Ground Floor | Approved | 12.12 - Section 15260 - Insulation and Lagging-163 | 15mm diameter | MTR | 3902.99 | 1301 | 4.17 | 5425.17 | SC_Supply/Apply | سليمان محمد سليمان القرعاوي | 12.12 - Section 15260 - Insulation and Lagging-163 | 15mm diameter | MTR | 1301 | 31 | 40331 | SAR | SC_Supply/Apply
MOC HQ at Diriyah _K0005 |  | RFQ-00033 | Hussein Nabil | MEP (Electro Mechanical) | 2024-09-17 | Supply & Install MEP Items - Ground Floor | Approved | 12.12 - Section 15260 - Insulation and Lagging-163 | 20mm diameter | MTR | 1033.56 | 345 | 4.17 | 1438.65 | SC_Supply/Apply | سليمان محمد سليمان القرعاوي | 12.12 - Section 15260 - Insulation and Lagging-163 | 20mm diameter | MTR | 345 | 34 | 11730 | SAR | SC_Supply/Apply
MOC HQ at Diriyah _K0005 |  | RFQ-00033 | Hussein Nabil | MEP (Electro Mechanical) | 2024-09-17 | Supply & Install MEP Items - Ground Floor | Approved | 12.12 - Section 15260 - Insulation and Lagging-163 | 25mm diameter | MTR | 629.01 | 210 | 4.17 | 875.7 | SC_Supply/Apply | سليمان محمد سليمان القرعاوي | 12.12 - Section 15260 - Insulation and Lagging-163 | 25mm diameter | MTR | 210 | 36 | 7560 | SAR | SC_Supply/Apply
MOC HQ at Diriyah _K0005 |  | RFQ-00033 | Hussein Nabil | MEP (Electro Mechanical) | 2024-09-17 | Supply & Install MEP Items - Ground Floor | Approved | 12.12 - Section 15260 - Insulation and Lagging-164 | 65mm diameter | MTR | 394.75 | 132 | 15.5 | 2046 | SC_Supply/Apply | سليمان محمد سليمان القرعاوي | 12.12 - Section 15260 - Insulation and Lagging-164 | 65mm diameter | MTR | 132 | 102 | 13464 | SAR | SC_Supply/Apply
MOC HQ at Diriyah _K0005 |  | RFQ-00033 | Hussein Nabil | MEP (Electro Mechanical) | 2024-09-17 | Supply & Install MEP Items - Ground Floor | Approved | 12.12 - Section 15260 - Insulation and Lagging-165 | 80mm diameter | MTR | 143.68 | 48 | 101.06 | 4850.88 | SC_Supply/Apply | سليمان محمد سليمان القرعاوي | 12.12 - Section 15260 - Insulation and Lagging-165 | 80mm diameter | MTR | 48 | 152 | 7296 | SAR | SC_Supply/Apply
MOC HQ at Diriyah _K0005 |  | RFQ-00033 | Hussein Nabil | MEP (Electro Mechanical) | 2024-09-17 | Supply & Install MEP Items - Ground Floor | Approved | 12.12 - Section 15260 - Insulation and Lagging-166 | 100mm diameter | MTR | 472.71 | 158 | 18.28 | 2888.24 | SC_Supply/Apply | سليمان محمد سليمان القرعاوي | 12.12 - Section 15260 - Insulation and Lagging-166 | 100mm diameter | MTR | 158 | 172 | 27176 | SAR | SC_Supply/Apply
MOC HQ at Diriyah _K0005 |  | RFQ-00033 | Hussein Nabil | MEP (Electro Mechanical) | 2024-09-17 | Supply & Install MEP Items - Ground Floor | Approved | 12.12 - Section 15260 - Insulation and Lagging-168 | 150mm diameter | MTR | 75 | 25 | 148 | 3700 | SC_Supply/Apply | سليمان محمد سليمان القرعاوي | 12.12 - Section 15260 - Insulation and Lagging-168 | 150mm diameter | MTR | 25 | 277 | 6925 | SAR | SC_Supply/Apply
MOC HQ at Diriyah _K0005 |  | RFQ-00033 | Hussein Nabil | MEP (Electro Mechanical) | 2024-09-17 | Supply & Install MEP Items - Ground Floor | Approved | 12.10 - Section 15060 - Pipe Works and Fittings-40 | 110mm diameter | MTR | 60 | 20 | 240 | 4800 | SC_Supply/Apply | سليمان محمد سليمان القرعاوي | 12.10 - Section 15060 - Pipe Works and Fittings-40 | 110mm diameter | MTR | 20 | 181 | 3620 | SAR | SC_Supply/Apply
MOC HQ at Diriyah _K0005 |  | RFQ-00033 | Hussein Nabil | MEP (Electro Mechanical) | 2024-09-17 | Supply & Install MEP Items - Ground Floor | Approved | 12.10 - Section 15060 - Pipe Works and Fittings-39 | 75mm diameter | MTR | 364 | 122 | 119.09 | 14528.98 | SC_Supply/Apply | سليمان محمد سليمان القرعاوي | 12.10 - Section 15060 - Pipe Works and Fittings-39 | 75mm diameter | MTR | 122 | 104 | 12688 | SAR | SC_Supply/Apply
MOC HQ at Diriyah _K0005 |  | RFQ-00033 | Hussein Nabil | MEP (Electro Mechanical) | 2024-09-17 | Supply & Install MEP Items - Ground Floor | Approved | 12.12 - Section 15100 - Valves and Specialties-141 | 50mm Drain Valve | ECH | 4 | 2 | 4521.46 | 9042.92 | SC_Supply/Apply | سليمان محمد سليمان القرعاوي | 12.12 - Section 15100 - Valves and Specialties-141 | 50mm Drain Valve | ECH | 2 | 471.84 | 943.68 | SAR | SC_Supply/Apply
MOC HQ at Diriyah _K0005 |  | RFQ-00033 | Hussein Nabil | MEP (Electro Mechanical) | 2024-09-17 | Supply & Install MEP Items - Ground Floor | Approved | 12.12 - Return linear slot diffusers - type R.L.S.D.-113 | S.L.S.D. 2 slots (25mm), L=4.0m | ECH | 348 | 116 | 23.92 | 2774.72 | SC_Supply/Apply | سليمان محمد سليمان القرعاوي | 12.12 - Return linear slot diffusers - type R.L.S.D.-113 | S.L.S.D. 2 slots (25mm), L=4.0m | ECH | 116 | 593 | 68788 | SAR | SC_Supply/Apply
MOC HQ at Diriyah _K0005 |  | RFQ-00033 | Hussein Nabil | MEP (Electro Mechanical) | 2024-09-17 | Supply & Install MEP Items - Ground Floor | Approved | 12.12 - Return linear slot diffusers - type R.L.S.D.-111 | S.L.S.D. 2 slots (25mm), L=2.0m | ECH | 18 | 6 | 1020 | 6120 | SC_Supply/Apply | سليمان محمد سليمان القرعاوي | 12.12 - Return linear slot diffusers - type R.L.S.D.-111 | S.L.S.D. 2 slots (25mm), L=2.0m | ECH | 6 | 374 | 2244 | SAR | SC_Supply/Apply
MOC HQ at Diriyah _K0005 |  | RFQ-00033 | Hussein Nabil | MEP (Electro Mechanical) | 2024-09-17 | Supply & Install MEP Items - Ground Floor | Approved | 12.12 - Return linear slot diffusers - type R.L.S.D.-112 | S.L.S.D. 2 slots (25mm), L=3.0m | ECH | 16 | 6 | 302.81 | 1816.86 | SC_Supply/Apply | سليمان محمد سليمان القرعاوي | 12.12 - Return linear slot diffusers - type R.L.S.D.-112 | S.L.S.D. 2 slots (25mm), L=3.0m | ECH | 6 | 484 | 2904 | SAR | SC_Supply/Apply
MOC HQ at Diriyah _K0005 |  | RFQ-00033 | Hussein Nabil | MEP (Electro Mechanical) | 2024-09-17 | Supply & Install MEP Items - Ground Floor | Approved | 13.10.10 - Sub Main Distribution Board-D | MCC for Mechanical Equipments | ECH | 12 | 4 | 5000 | 20000 | SC_Apply | سليمان محمد سليمان القرعاوي | 13.10.10 - Sub Main Distribution Board-D | MCC for Mechanical Equipments | ECH | 4 | 5379.48 | 21517.92 | SAR | SC_Apply
MOC HQ at Diriyah _K0005 |  | RFQ-00033 | Hussein Nabil | MEP (Electro Mechanical) | 2024-09-17 | Supply & Install MEP Items - Ground Floor | Approved | 13.10.10 - Sub Main Distribution Board-A | SMDB (Form2b -630A incomer,12 no outgoing ) | ECH | 7 | 2 | 42857.14 | 85714.28 | SC_Supply/Apply | سليمان محمد سليمان القرعاوي | 13.10.10 - Sub Main Distribution Board-A | SMDB (Form2b -630A incomer,12 no outgoing ) | ECH | 2 | 8993.16 | 17986.32 | SAR | SC_Supply/Apply
MOC HQ at Diriyah _K0005 |  | RFQ-00033 | Hussein Nabil | MEP (Electro Mechanical) | 2024-09-17 | Supply & Install MEP Items - Ground Floor | Approved | 13.10.10 - Sub Main Distribution Board-B | DB-Lighting ,power ( 6 Lighting Panel + 2 Power Panel per each floor) ''63A incomer,12 way'' | ECH | 67 | 22 | 1432.84 | 31522.48 | SC_Supply/Apply | سليمان محمد سليمان القرعاوي | 13.10.10 - Sub Main Distribution Board-B | DB-Lighting ,power ( 6 Lighting Panel + 2 Power Panel per each floor) ''63A incomer,12 way'' | ECH | 22 | 2248.56 | 49468.32 | SAR | SC_Supply/Apply
MOC HQ at Diriyah _K0005 |  | RFQ-00033 | Hussein Nabil | MEP (Electro Mechanical) | 2024-09-17 | Supply & Install MEP Items - Ground Floor | Approved | 13.10.10 - Sub Main Distribution Board-C | DB- HVAC for FCU (100 A Incoming ) | ECH | 22 | 7 | 4363.64 | 30545.48 | SC_Supply/Apply | سليمان محمد سليمان القرعاوي | 13.10.10 - Sub Main Distribution Board-C | DB- HVAC for FCU (100 A Incoming ) | ECH | 7 | 2730.24 | 19111.68 | SAR | SC_Supply/Apply
MOC HQ at Diriyah _K0005 |  | RFQ-00033 | Hussein Nabil | MEP (Electro Mechanical) | 2024-09-17 | Supply & Install MEP Items - Ground Floor | Approved | 13.10.13 - Enclosed Switches and Isolators-A | 20A, 2P, 230V, Non fused Disconnect Switch | ECH | 33 | 11 | 4167.85 | 45846.35 | SC_Supply/Apply | سليمان محمد سليمان القرعاوي | 13.10.13 - Enclosed Switches and Isolators-A | 20A, 2P, 230V, Non fused Disconnect Switch | ECH | 11 | 648 | 7128 | SAR | SC_Supply/Apply
MOC HQ at Diriyah _K0005 |  | RFQ-00033 | Hussein Nabil | MEP (Electro Mechanical) | 2024-09-17 | Supply & Install MEP Items - Ground Floor | Approved | 13.10.14 - CONTAINMENT -B | Cable trunking 150x50mm | MTR | 2193 | 731 | 12.48 | 9122.88 | SC_Supply/Apply | سليمان محمد سليمان القرعاوي | 13.10.14 - CONTAINMENT -B | Cable trunking 150x50mm | MTR | 731 | 160 | 116960 | SAR | SC_Supply/Apply
MOC HQ at Diriyah _K0005 |  | RFQ-00033 | Hussein Nabil | MEP (Electro Mechanical) | 2024-09-17 | Supply & Install MEP Items - Ground Floor | Approved | 13.10.14 - CONTAINMENT -B | Cable trunking 150x100mm | MTR | 560 | 187 | 12.48 | 2333.76 | SC_Supply/Apply | سليمان محمد سليمان القرعاوي | 13.10.14 - CONTAINMENT -B | Cable trunking 150x100mm | MTR | 187 | 180 | 33660 | SAR | SC_Supply/Apply
MOC HQ at Diriyah _K0005 |  | RFQ-00033 | Hussein Nabil | MEP (Electro Mechanical) | 2024-09-17 | Supply & Install MEP Items - Ground Floor | Approved | 13.10.14 - CONTAINMENT -D | Cable Tray 100x50 mm | MTR | 1997 | 666 | 2.2 | 1465.2 | SC_Supply/Apply | سليمان محمد سليمان القرعاوي | 13.10.14 - CONTAINMENT -D | Cable Tray 100x50 mm | MTR | 666 | 130 | 86580 | SAR | SC_Supply/Apply
Qasr Rashwan - Lot B _0208 |  | RFQ-00048 | Mostafa Shourbagi | MEP (Electro Mechanical) | 2024-08-11 | Coaxial Cables | Approved | 14.14 - Iz. Abou Hussein-BILL NO. 3.3: Main Pump Station-3.3.19- | Supply, install, connect and test a complete closed circuit surveillance TV (CCTV) system complete with Weatherproof fixed camera HD, Weatherproof Motorized cameras HD, DVR, Rack, UPS, Joystick, remote controller, color photos printer, conduits, Coaxial cables, control cables, LED screen, boxes between devices, UPS....etc. and all necessary works to complete works as per specifications and contract documents. | LS | 1 | 1 | 27359 | 27359 | MAT_Raw | Elkayan specialized cables | 14.14 - Iz. Abou Hussein-BILL NO. 3.3: Main Pump Station-3.3.19- | Supply, install, connect and test a complete closed circuit surveillance TV (CCTV) system complete with Weatherproof fixed camera HD, Weatherproof Motorized cameras HD, DVR, Rack, UPS, Joystick, remote controller, color photos printer, conduits, Coaxial cables, control cables, LED screen, boxes between devices, UPS....etc. and all necessary works to complete works as per specifications and contract documents. | LS | 1 | 1800 | 1800 | EGP | MAT_Raw
Katameya Creeks |  | RFQ-00099 | Mostafa Ashraf | MEP (Electro Mechanical) | 2024-09-30 | Supply of Apartment panels & MCCB | Approved | All Buildings | MCCB 3 pole 80A 18KA | ECH | 23 | 23 | 0 | 0 | SC_Supply | El Neil | All Buildings | MCCB 3 pole 80A 18KA | ECH | 23 | 5520 | 126960 | EGP | SC_Supply
Katameya Creeks |  | RFQ-00099 | Mostafa Ashraf | MEP (Electro Mechanical) | 2024-09-30 | Supply of Apartment panels & MCCB | Approved | All Buildings | MCCB 3 pole 100A 18KA | ECH | 4 | 4 | 0 | 0 | SC_Supply | El Neil | All Buildings | MCCB 3 pole 100A 18KA | ECH | 4 | 5520 | 22080 | EGP | SC_Supply
Katameya Creeks |  | RFQ-00099 | Mostafa Ashraf | MEP (Electro Mechanical) | 2024-09-30 | Supply of Apartment panels & MCCB | Approved | All Buildings | Components for panel Board 48 Line , Mini center including : - Incoming , 3Pole , MCCB XT1B 160 TMD (100) - outgoing , 3pole MCB ,40A , S203 C40 + - Indicating lamps + Fuses | ECH | 5 | 5 | 0 | 0 | SC_Supply | El Neil | All Buildings | Components for panel Board 48 Line , Mini center including : - Incoming , 3Pole , MCCB XT1B 160 TMD (100) - outgoing , 3pole MCB ,40A , S203 C40 + - Indicating lamps + Fuses | ECH | 5 | 10000 | 50000 | EGP | SC_Supply
Katameya Creeks |  | RFQ-00099 | Mostafa Ashraf | MEP (Electro Mechanical) | 2024-09-30 | Supply of Apartment panels & MCCB | Approved | All Buildings | Panel Board Apartment 48 Line , Mini Center (Empty enclosure) | ECH | 5 | 5 | 0 | 0 | SC_Supply | El Neil | All Buildings | Panel Board Apartment 48 Line , Mini Center (Empty enclosure) | ECH | 5 | 6800 | 34000 | EGP | SC_Supply
MOC HQ at Diriyah _K0005 |  | RFQ-00033 | Hussein Nabil | MEP (Electro Mechanical) | 2024-09-17 | Supply & Install MEP Items - Ground Floor | Approved | 13.10.14 - CONTAINMENT -E | Cable Tray 150x100 mm | MTR | 13 | 5 | 3.99 | 19.95 | SC_Supply/Apply | سليمان محمد سليمان القرعاوي | 13.10.14 - CONTAINMENT -E | Cable Tray 150x100 mm | MTR | 5 | 145 | 725 | SAR | SC_Supply/Apply
MOC HQ at Diriyah _K0005 |  | RFQ-00033 | Hussein Nabil | MEP (Electro Mechanical) | 2024-09-17 | Supply & Install MEP Items - Ground Floor | Approved | 13.10.14 - CONTAINMENT -F | Cable Tray 200x100 mm | MTR | 744 | 248 | 8.3 | 2058.4 | SC_Supply/Apply | سليمان محمد سليمان القرعاوي | 13.10.14 - CONTAINMENT -F | Cable Tray 200x100 mm | MTR | 248 | 180 | 44640 | SAR | SC_Supply/Apply
MOC HQ at Diriyah _K0005 |  | RFQ-00033 | Hussein Nabil | MEP (Electro Mechanical) | 2024-09-17 | Supply & Install MEP Items - Ground Floor | Approved | 13.10.14 - CONTAINMENT -G | Cable Tray 300x100 mm | MTR | 918 | 306 | 23.42 | 7166.52 | SC_Supply/Apply | سليمان محمد سليمان القرعاوي | 13.10.14 - CONTAINMENT -G | Cable Tray 300x100 mm | MTR | 306 | 220 | 67320 | SAR | SC_Supply/Apply
MOC HQ at Diriyah _K0005 |  | RFQ-00033 | Hussein Nabil | MEP (Electro Mechanical) | 2024-09-17 | Supply & Install MEP Items - Ground Floor | Approved | 13.10.14 - CONTAINMENT -E | Cable Tray 400x50mm | MTR | 495 | 165 | 3.99 | 658.35 | SC_Supply/Apply | سليمان محمد سليمان القرعاوي | 13.10.14 - CONTAINMENT -E | Cable Tray 400x50mm | MTR | 165 | 260 | 42900 | SAR | SC_Supply/Apply
MOC HQ at Diriyah _K0005 |  | RFQ-00033 | Hussein Nabil | MEP (Electro Mechanical) | 2024-09-17 | Supply & Install MEP Items - Ground Floor | Approved | 13.10.14 - CONTAINMENT -E | Cable Tray 500x50mm | MTR | 215 | 72 | 3.99 | 287.28 | SC_Supply/Apply | سليمان محمد سليمان القرعاوي | 13.10.14 - CONTAINMENT -E | Cable Tray 500x50mm | MTR | 72 | 280 | 20160 | SAR | SC_Supply/Apply
MOC HQ at Diriyah _K0005 |  | RFQ-00033 | Hussein Nabil | MEP (Electro Mechanical) | 2024-09-17 | Supply & Install MEP Items - Ground Floor | Approved | 13.10.14 - CONTAINMENT -E | Cable Tray 600x100mm | MTR | 613 | 205 | 3.99 | 817.95 | SC_Supply/Apply | سليمان محمد سليمان القرعاوي | 13.10.14 - CONTAINMENT -E | Cable Tray 600x100mm | MTR | 205 | 300 | 61500 | SAR | SC_Supply/Apply
MOC HQ at Diriyah _K0005 |  | RFQ-00033 | Hussein Nabil | MEP (Electro Mechanical) | 2024-09-17 | Supply & Install MEP Items - Ground Floor | Approved | 13.10.14 - CONTAINMENT -E | Cable Tray 900x100mm | MTR | 206 | 69 | 3.99 | 275.31 | SC_Supply/Apply | سليمان محمد سليمان القرعاوي | 13.10.14 - CONTAINMENT -E | Cable Tray 900x100mm | MTR | 69 | 402.73 | 27788.37 | SAR | SC_Supply/Apply
MOC HQ at Diriyah _K0005 |  | RFQ-00033 | Hussein Nabil | MEP (Electro Mechanical) | 2024-09-17 | Supply & Install MEP Items - Ground Floor | Approved | 13.10.14 - CONTAINMENT -A | Cable trunking 100x50 mm | MTR | 1850 | 617 | 4.79 | 2955.43 | SC_Supply/Apply | سليمان محمد سليمان القرعاوي | 13.10.14 - CONTAINMENT -A | Cable trunking 100x50 mm | MTR | 617 | 135 | 83295 | SAR | SC_Supply/Apply
MOC HQ at Diriyah _K0005 |  | RFQ-00033 | Hussein Nabil | MEP (Electro Mechanical) | 2024-09-17 | Supply & Install MEP Items - Ground Floor | Approved | 13.10.14 - CONTAINMENT -B | Cable trunking 100x100 mm | MTR | 1274 | 425 | 35.38 | 15036.5 | SC_Supply/Apply | سليمان محمد سليمان القرعاوي | 13.10.14 - CONTAINMENT -B | Cable trunking 100x100 mm | MTR | 425 | 155 | 65875 | SAR | SC_Supply/Apply
MOC HQ at Diriyah _K0005 |  | RFQ-00033 | Hussein Nabil | MEP (Electro Mechanical) | 2024-09-17 | Supply & Install MEP Items - Ground Floor | Approved | 13.10.15 - LV Cables-B | 4C x 150 sq.mm XLPE/LSZH + 1C x 70 sq.mm LSZH/Cu Y/G ECC | MTR | 660 | 220 | 1235.47 | 271803.4 | SC_Supply/Apply | سليمان محمد سليمان القرعاوي | 13.10.15 - LV Cables-B | 4C x 150 sq.mm XLPE/LSZH + 1C x 70 sq.mm LSZH/Cu Y/G ECC | MTR | 220 | 432 | 95040 | SAR | SC_Supply/Apply
MOC HQ at Diriyah _K0005 |  | RFQ-00033 | Hussein Nabil | MEP (Electro Mechanical) | 2024-09-17 | Supply & Install MEP Items - Ground Floor | Approved | 13.10.15 - LV Cables-C | 4C x 120 sq.mm XLPE/LSZH + 1C x 70 sq.mm LSZH/Cu Y/G ECC | MTR | 198 | 66 | 953.47 | 62929.02 | SC_Supply/Apply | سليمان محمد سليمان القرعاوي | 13.10.15 - LV Cables-C | 4C x 120 sq.mm XLPE/LSZH + 1C x 70 sq.mm LSZH/Cu Y/G ECC | MTR | 66 | 324 | 21384 | SAR | SC_Supply/Apply
MOC HQ at Diriyah _K0005 |  | RFQ-00033 | Hussein Nabil | MEP (Electro Mechanical) | 2024-09-17 | Supply & Install MEP Items - Ground Floor | Approved | 13.10.15 - LV Cables-D | 4C x 35 sq.mm XLPE/SWA/PVC- + 1C x 25 sq.mm LSZH/Cu Y/G ECC | MTR | 176 | 59 | 1726.27 | 101849.93 | SC_Supply/Apply | سليمان محمد سليمان القرعاوي | 13.10.15 - LV Cables-D | 4C x 35 sq.mm XLPE/SWA/PVC- + 1C x 25 sq.mm LSZH/Cu Y/G ECC | MTR | 59 | 129.6 | 7646.4 | SAR | SC_Supply/Apply
MOC HQ at Diriyah _K0005 |  | RFQ-00033 | Hussein Nabil | MEP (Electro Mechanical) | 2024-09-17 | Supply & Install MEP Items - Ground Floor | Approved | 13.10.15 - LV Cables-E | 4C x 25 sq.mm XLPE/SWA/PVC- + 1C x 16 sq.mm LSZH/Cu Y/G ECC | MTR | 1947 | 649 | 128.36 | 83305.64 | SC_Supply/Apply | سليمان محمد سليمان القرعاوي | 13.10.15 - LV Cables-E | 4C x 25 sq.mm XLPE/SWA/PVC- + 1C x 16 sq.mm LSZH/Cu Y/G ECC | MTR | 649 | 108 | 70092 | SAR | SC_Supply/Apply
MOC HQ at Diriyah _K0005 |  | RFQ-00033 | Hussein Nabil | MEP (Electro Mechanical) | 2024-09-17 | Supply & Install MEP Items - Ground Floor | Approved | 13.10.15 - LV Cables-F | 4C x 16 sq.mm XLPE/SWA/PVC- + 1C x 10 sq.mm LSZH/Cu Y/G ECC- | MTR | 950 | 317 | 279.28 | 88531.76 | SC_Supply/Apply | سليمان محمد سليمان القرعاوي | 13.10.15 - LV Cables-F | 4C x 16 sq.mm XLPE/SWA/PVC- + 1C x 10 sq.mm LSZH/Cu Y/G ECC- | MTR | 317 | 64.8 | 20541.6 | SAR | SC_Supply/Apply
MOC HQ at Diriyah _K0005 |  | RFQ-00033 | Hussein Nabil | MEP (Electro Mechanical) | 2024-09-17 | Supply & Install MEP Items - Ground Floor | Approved | 13.10.15 - LV Cables-G | 4C x 10 sq.mm XLPE/SWA/PVC- + 1C x 10 sq.mm LSZH/Cu Y/G ECC- | MTR | 2442 | 814 | 135.14 | 110003.96 | SC_Supply/Apply | سليمان محمد سليمان القرعاوي | 13.10.15 - LV Cables-G | 4C x 10 sq.mm XLPE/SWA/PVC- + 1C x 10 sq.mm LSZH/Cu Y/G ECC- | MTR | 814 | 54 | 43956 | SAR | SC_Supply/Apply
MOC HQ at Diriyah _K0005 |  | RFQ-00033 | Hussein Nabil | MEP (Electro Mechanical) | 2024-09-17 | Supply & Install MEP Items - Ground Floor | Approved | 13.10.19 - SMALL POWER INSTALLATION-K | 13A Twin switched socket outlet - point | ECH | 825 | 275 | 84.36 | 23199 | SC_Supply/Apply | سليمان محمد سليمان القرعاوي | 13.10.19 - SMALL POWER INSTALLATION-K | 13A Twin switched socket outlet - point | ECH | 275 | 132.84 | 36531 | SAR | SC_Supply/Apply
MOC HQ at Diriyah _K0005 |  | RFQ-00033 | Hussein Nabil | MEP (Electro Mechanical) | 2024-09-17 | Supply & Install MEP Items - Ground Floor | Approved | 13.10.19 - SMALL POWER INSTALLATION-L | 13A Single switched socket outlet - point | ECH | 893 | 298 | 21.72 | 6472.56 | SC_Supply/Apply | سليمان محمد سليمان القرعاوي | 13.10.19 - SMALL POWER INSTALLATION-L | 13A Single switched socket outlet - point | ECH | 298 | 92.88 | 27678.24 | SAR | SC_Supply/Apply
MOC HQ at Diriyah _K0005 |  | RFQ-00033 | Hussein Nabil | MEP (Electro Mechanical) | 2024-09-17 | Supply & Install MEP Items - Ground Floor | Approved | 13.10.18 - SMALL POWER INSTALLATION-A | 13A Twin switched socket outlet - point | ECH | 825 | 275 | 488.68 | 134387 | SC_Supply/Apply | سليمان محمد سليمان القرعاوي | 13.10.18 - SMALL POWER INSTALLATION-A | 13A Twin switched socket outlet - point | ECH | 275 | 270.77 | 74461.75 | SAR | SC_Supply/Apply
MOC HQ at Diriyah _K0005 |  | RFQ-00033 | Hussein Nabil | MEP (Electro Mechanical) | 2024-09-17 | Supply & Install MEP Items - Ground Floor | Approved | 13.10.18 - SMALL POWER INSTALLATION-B | 13A Single switched socket outlet - point | ECH | 893 | 298 | 200.69 | 59805.62 | SC_Supply/Apply | سليمان محمد سليمان القرعاوي | 13.10.18 - SMALL POWER INSTALLATION-B | 13A Single switched socket outlet - point | ECH | 298 | 270.77 | 80689.46 | SAR | SC_Supply/Apply
MOC HQ at Diriyah _K0005 |  | RFQ-00033 | Hussein Nabil | MEP (Electro Mechanical) | 2024-09-17 | Supply & Install MEP Items - Ground Floor | Approved | 13.10.19 - SMALL POWER INSTALLATION-AF | FLOOR MOUNTED UNSWITCHED ELECTRICAL OUTLET (2P+E) 13A/240V FED FROM UPS PANELBOARD | ECH | 18 | 6 | 960.79 | 5764.74 | SC_Supply/Apply | سليمان محمد سليمان القرعاوي | 13.10.19 - SMALL POWER INSTALLATION-AF | FLOOR MOUNTED UNSWITCHED ELECTRICAL OUTLET (2P+E) 13A/240V FED FROM UPS PANELBOARD | ECH | 6 | 389.31 | 2335.86 | SAR | SC_Supply/Apply
MOC HQ at Diriyah _K0005 |  | RFQ-00033 | Hussein Nabil | MEP (Electro Mechanical) | 2024-09-17 | Supply & Install MEP Items - Ground Floor | Approved | 13.10.18 - SMALL POWER INSTALLATION-W | FURNITURE MOUNTED BOX CONTAINING DUPLEX SOCKET (2P+E) 13A/240V FED FROM NORMAL PANELBOARD, HDMI OUTLET AND USB TYPE-C - Point | ECH | 59 | 20 | 796.87 | 15937.4 | SC_Supply/Apply | سليمان محمد سليمان القرعاوي | 13.10.18 - SMALL POWER INSTALLATION-W | FURNITURE MOUNTED BOX CONTAINING DUPLEX SOCKET (2P+E) 13A/240V FED FROM NORMAL PANELBOARD, HDMI OUTLET AND USB TYPE-C - Point | ECH | 20 | 362.46 | 7249.2 | SAR | SC_Supply/Apply
MOC HQ at Diriyah _K0005 |  | RFQ-00033 | Hussein Nabil | MEP (Electro Mechanical) | 2024-09-17 | Supply & Install MEP Items - Ground Floor | Approved | 13.10.18 - SMALL POWER INSTALLATION-X | FURNITURE MOUNTED DUPLEX SOCKET OUTLET (2P+E) 13A/240V FED FROM NORMAL PANELBOARD. - Point | ECH | 2207 | 736 | 796.87 | 586496.32 | SC_Supply/Apply | سليمان محمد سليمان القرعاوي | 13.10.18 - SMALL POWER INSTALLATION-X | FURNITURE MOUNTED DUPLEX SOCKET OUTLET (2P+E) 13A/240V FED FROM NORMAL PANELBOARD. - Point | ECH | 736 | 339.28 | 249710.08 | SAR | SC_Supply/Apply
MOC HQ at Diriyah _K0005 |  | RFQ-00033 | Hussein Nabil | MEP (Electro Mechanical) | 2024-09-17 | Supply & Install MEP Items - Ground Floor | Approved | 13.10.18 - SMALL POWER INSTALLATION-Y | CEILING MOUNTED UNSWITCHED ELECTRICAL OUTLET (2P+E) 13A/240V FED FROM NORMAL PANELBOARD - Point | ECH | 6 | 2 | 796.87 | 1593.74 | SC_Supply/Apply | سليمان محمد سليمان القرعاوي | 13.10.18 - SMALL POWER INSTALLATION-Y | CEILING MOUNTED UNSWITCHED ELECTRICAL OUTLET (2P+E) 13A/240V FED FROM NORMAL PANELBOARD - Point | ECH | 2 | 339.28 | 678.56 | SAR | SC_Supply/Apply
MOC HQ at Diriyah _K0005 |  | RFQ-00033 | Hussein Nabil | MEP (Electro Mechanical) | 2024-09-17 | Supply & Install MEP Items - Ground Floor | Approved | 13.10.18 - SMALL POWER INSTALLATION-Z | FLOOR MOUNTED UNSWITCHED ELECTRICAL OUTLET (2P+E) 13A/240V FED FROM UPS PANELBOARD - Point | ECH | 18 | 6 | 796.87 | 4781.22 | SC_Supply/Apply | سليمان محمد سليمان القرعاوي | 13.10.18 - SMALL POWER INSTALLATION-Z | FLOOR MOUNTED UNSWITCHED ELECTRICAL OUTLET (2P+E) 13A/240V FED FROM UPS PANELBOARD - Point | ECH | 6 | 339.28 | 2035.68 | SAR | SC_Supply/Apply
MOC HQ at Diriyah _K0005 |  | RFQ-00033 | Hussein Nabil | MEP (Electro Mechanical) | 2024-09-17 | Supply & Install MEP Items - Ground Floor | Approved | 13.10.19 - SMALL POWER INSTALLATION-M | 20A Fused connection with outlet plate - point | ECH | 145 | 49 | 5.52 | 270.48 | SC_Supply/Apply | سليمان محمد سليمان القرعاوي | 13.10.19 - SMALL POWER INSTALLATION-M | 20A Fused connection with outlet plate - point | ECH | 49 | 270.77 | 13267.73 | SAR | SC_Supply/Apply
MOC HQ at Diriyah _K0005 |  | RFQ-00033 | Hussein Nabil | MEP (Electro Mechanical) | 2024-09-17 | Supply & Install MEP Items - Ground Floor | Approved | 13.10.19 - SMALL POWER INSTALLATION-N | 20A switched fuse connection unit for VAV | ECH | 127 | 43 | 555.65 | 23892.95 | SC_Supply/Apply | سليمان محمد سليمان القرعاوي | 13.10.19 - SMALL POWER INSTALLATION-N | 20A switched fuse connection unit for VAV | ECH | 43 | 154.38 | 6638.34 | SAR | SC_Supply/Apply
MOC HQ at Diriyah _K0005 |  | RFQ-00033 | Hussein Nabil | MEP (Electro Mechanical) | 2024-09-17 | Supply & Install MEP Items - Ground Floor | Approved | 13.10.19 - SMALL POWER INSTALLATION-O | 20A switched fuse connection unit for FCU | ECH | 434 | 145 | 13.55 | 1964.75 | SC_Supply/Apply | سليمان محمد سليمان القرعاوي | 13.10.19 - SMALL POWER INSTALLATION-O | 20A switched fuse connection unit for FCU | ECH | 145 | 154.38 | 22385.1 | SAR | SC_Supply/Apply
MOC HQ at Diriyah _K0005 |  | RFQ-00033 | Hussein Nabil | MEP (Electro Mechanical) | 2024-09-17 | Supply & Install MEP Items - Ground Floor | Approved | 13.10.19 - SMALL POWER INSTALLATION-Q | 20A Spur outlet for WH - point | ECH | 57 | 19 | 20.79 | 395.01 | SC_Supply/Apply | سليمان محمد سليمان القرعاوي | 13.10.19 - SMALL POWER INSTALLATION-Q | 20A Spur outlet for WH - point | ECH | 19 | 154.38 | 2933.22 | SAR | SC_Supply/Apply
MOC HQ at Diriyah _K0005 |  | RFQ-00033 | Hussein Nabil | MEP (Electro Mechanical) | 2024-09-17 | Supply & Install MEP Items - Ground Floor | Approved | 13.10.19 - SMALL POWER INSTALLATION-R | 20A DP Switch t for WH - point | ECH | 57 | 19 | 20.79 | 395.01 | SC_Supply/Apply | سليمان محمد سليمان القرعاوي | 13.10.19 - SMALL POWER INSTALLATION-R | 20A DP Switch t for WH - point | ECH | 19 | 154.38 | 2933.22 | SAR | SC_Supply/Apply
MOC HQ at Diriyah _K0005 |  | RFQ-00033 | Hussein Nabil | MEP (Electro Mechanical) | 2024-09-17 | Supply & Install MEP Items - Ground Floor | Approved | 13.10.19 - SMALL POWER INSTALLATION-P | 13A Twin WP socket outlet | ECH | 39 | 16 | 960.79 | 15372.64 | SC_Supply/Apply | سليمان محمد سليمان القرعاوي | 13.10.19 - SMALL POWER INSTALLATION-P | 13A Twin WP socket outlet | ECH | 16 | 281.91 | 4510.56 | SAR | SC_Supply/Apply
MOC HQ at Diriyah _K0005 |  | RFQ-00033 | Hussein Nabil | MEP (Electro Mechanical) | 2024-09-17 | Supply & Install MEP Items - Ground Floor | Approved | 13.10.19 - SMALL POWER INSTALLATION-S | 13A Single WP socket outlet | ECH | 1 | 1 | 960.79 | 960.79 | SC_Supply/Apply | سليمان محمد سليمان القرعاوي | 13.10.19 - SMALL POWER INSTALLATION-S | 13A Single WP socket outlet | ECH | 1 | 210 | 210 | SAR | SC_Supply/Apply
MOC HQ at Diriyah _K0005 |  | RFQ-00033 | Hussein Nabil | MEP (Electro Mechanical) | 2024-09-17 | Supply & Install MEP Items - Ground Floor | Approved | 13.10.19 - SMALL POWER INSTALLATION-T | Floor Socket(Single Power-1 No) | ECH | 152 | 51 | 960.79 | 49000.29 | SC_Supply/Apply | سليمان محمد سليمان القرعاوي | 13.10.19 - SMALL POWER INSTALLATION-T | Floor Socket(Single Power-1 No) | ECH | 51 | 389.31 | 19854.81 | SAR | SC_Supply/Apply
Qasr Rashwan - Lot B _0208 |  | RFQ-00061 | Mostafa Shourbagi | MEP (Electro Mechanical) | 2024-09-29 | UPVC Pipes & Short Pieces | Approved | 12.10 - Suleiman Tadrus-BILL NO.1: SEWAGE NETWORK-1.1.1-c.2 | Ditto, depth to invert between 1.51 m and 2.50 m | MTR | 3550 | 3550 | 456.84 | 1621782 | MAT_Raw | ووتر بايب تكنولوجى | 12.10 - Suleiman Tadrus-BILL NO.1: SEWAGE NETWORK-1.1.1-c.2 | Ditto, depth to invert between 1.51 m and 2.50 m | MTR | 3550 | 615.3 | 2184315 | EGP | MAT_Raw
Qasr Rashwan - Lot B _0208 |  | RFQ-00061 | Mostafa Shourbagi | MEP (Electro Mechanical) | 2024-09-29 | UPVC Pipes & Short Pieces | Approved | 11.10 - Abd Al Rahman Ibrahim-BILL NO.1: SEWAGE NETWORK-1.1.1-f.2 | Ditto, depth to invert between 5.51 m and 6.50 m | MTR | 310 | 300 | 1817.98 | 545394 | MAT_Raw | ووتر بايب تكنولوجى | 11.10 - Abd Al Rahman Ibrahim-BILL NO.1: SEWAGE NETWORK-1.1.1-f.2 | Ditto, depth to invert between 5.51 m and 6.50 m | MTR | 300 | 2461.75 | 738525 | EGP | MAT_Raw
Qasr Rashwan - Lot B _0208 |  | RFQ-00061 | Mostafa Shourbagi | MEP (Electro Mechanical) | 2024-09-29 | UPVC Pipes & Short Pieces | Approved | 12.10 - Suleiman Tadrus-BILL NO.1: SEWAGE NETWORK-1.1.1-c.2 | Ditto, depth to invert between 1.51 m and 2.50 m | MTR | 3550 | 3550 | 137.05 | 486527.5 | MAT_Misc | ووتر بايب تكنولوجى | 12.10 - Suleiman Tadrus-BILL NO.1: SEWAGE NETWORK-1.1.1-c.2 | Ditto, depth to invert between 1.51 m and 2.50 m | MTR | 3550 | 32.32 | 114736 | EGP | MAT_Misc
MOC HQ at Diriyah _K0005 |  | RFQ-00033 | Hussein Nabil | MEP (Electro Mechanical) | 2024-09-17 | Supply & Install MEP Items - Ground Floor | Approved | 13.10.19 - SMALL POWER INSTALLATION-AA | Floor Socket(Twin Power-1 No) | ECH | 164 | 55 | 960.79 | 52843.45 | SC_Supply/Apply | سليمان محمد سليمان القرعاوي | 13.10.19 - SMALL POWER INSTALLATION-AA | Floor Socket(Twin Power-1 No) | ECH | 55 | 389.31 | 21412.05 | SAR | SC_Supply/Apply
MOC HQ at Diriyah _K0005 |  | RFQ-00033 | Hussein Nabil | MEP (Electro Mechanical) | 2024-09-17 | Supply & Install MEP Items - Ground Floor | Approved | 13.10.19 - SMALL POWER INSTALLATION-AC | FURNITURE MOUNTED BOX CONTAINING DUPLEX SOCKET (2P+E) 13A/240V FED FROM NORMAL PANELBOARD, HDMI OUTLET AND USB TYPE-C | ECH | 59 | 20 | 960.79 | 19215.8 | SC_Supply/Apply | سليمان محمد سليمان القرعاوي | 13.10.19 - SMALL POWER INSTALLATION-AC | FURNITURE MOUNTED BOX CONTAINING DUPLEX SOCKET (2P+E) 13A/240V FED FROM NORMAL PANELBOARD, HDMI OUTLET AND USB TYPE-C | ECH | 20 | 751.77 | 15035.4 | SAR | SC_Supply/Apply
MOC HQ at Diriyah _K0005 |  | RFQ-00033 | Hussein Nabil | MEP (Electro Mechanical) | 2024-09-17 | Supply & Install MEP Items - Ground Floor | Approved | 13.10.19 - SMALL POWER INSTALLATION-AD | FURNITURE MOUNTED DUPLEX SOCKET OUTLET (2P+E) 13A/240V FED FROM NORMAL PANELBOARD. | ECH | 2207 | 736 | 960.79 | 707141.44 | SC_Supply/Apply | سليمان محمد سليمان القرعاوي | 13.10.19 - SMALL POWER INSTALLATION-AD | FURNITURE MOUNTED DUPLEX SOCKET OUTLET (2P+E) 13A/240V FED FROM NORMAL PANELBOARD. | ECH | 736 | 474.12 | 348952.32 | SAR | SC_Supply/Apply
MOC HQ at Diriyah _K0005 |  | RFQ-00033 | Hussein Nabil | MEP (Electro Mechanical) | 2024-09-17 | Supply & Install MEP Items - Ground Floor | Approved | 13.10.19 - SMALL POWER INSTALLATION-AE | CEILING MOUNTED UNSWITCHED ELECTRICAL OUTLET (2P+E) 13A/240V FED FROM NORMAL PANELBOARD | ECH | 6 | 2 | 960.79 | 1921.58 | SC_Supply/Apply | سليمان محمد سليمان القرعاوي | 13.10.19 - SMALL POWER INSTALLATION-AE | CEILING MOUNTED UNSWITCHED ELECTRICAL OUTLET (2P+E) 13A/240V FED FROM NORMAL PANELBOARD | ECH | 2 | 181.23 | 362.46 | SAR | SC_Supply/Apply
MOC HQ at Diriyah _K0005 |  | RFQ-00033 | Hussein Nabil | MEP (Electro Mechanical) | 2024-09-17 | Supply & Install MEP Items - Ground Floor | Approved | 13.10.18 - SMALL POWER INSTALLATION-C | 20A Fused connection with outlet plate - point | ECH | 145 | 49 | 71.16 | 3486.84 | SC_Supply/Apply | سليمان محمد سليمان القرعاوي | 13.10.18 - SMALL POWER INSTALLATION-C | 20A Fused connection with outlet plate - point | ECH | 49 | 214.79 | 10524.71 | SAR | SC_Supply/Apply
MOC HQ at Diriyah _K0005 |  | RFQ-00033 | Hussein Nabil | MEP (Electro Mechanical) | 2024-09-17 | Supply & Install MEP Items - Ground Floor | Approved | 13.10.18 - SMALL POWER INSTALLATION-D | 20A switched fuse connection unit for VAV | ECH | 127 | 43 | 974.93 | 41921.99 | SC_Supply/Apply | سليمان محمد سليمان القرعاوي | 13.10.18 - SMALL POWER INSTALLATION-D | 20A switched fuse connection unit for VAV | ECH | 43 | 270.77 | 11643.11 | SAR | SC_Supply/Apply
MOC HQ at Diriyah _K0005 |  | RFQ-00033 | Hussein Nabil | MEP (Electro Mechanical) | 2024-09-17 | Supply & Install MEP Items - Ground Floor | Approved | 13.10.18 - SMALL POWER INSTALLATION-E | 20A switched fuse connection unit for FCU | ECH | 434 | 145 | 23.77 | 3446.65 | SC_Supply/Apply | سليمان محمد سليمان القرعاوي | 13.10.18 - SMALL POWER INSTALLATION-E | 20A switched fuse connection unit for FCU | ECH | 145 | 270.77 | 39261.65 | SAR | SC_Supply/Apply
MOC HQ at Diriyah _K0005 |  | RFQ-00033 | Hussein Nabil | MEP (Electro Mechanical) | 2024-09-17 | Supply & Install MEP Items - Ground Floor | Approved | 13.10.18 - SMALL POWER INSTALLATION-G | 20A Spur outlet for WH - point | ECH | 57 | 19 | 139.88 | 2657.72 | SC_Supply/Apply | سليمان محمد سليمان القرعاوي | 13.10.18 - SMALL POWER INSTALLATION-G | 20A Spur outlet for WH - point | ECH | 19 | 298.44 | 5670.36 | SAR | SC_Supply/Apply
MOC HQ at Diriyah _K0005 |  | RFQ-00033 | Hussein Nabil | MEP (Electro Mechanical) | 2024-09-17 | Supply & Install MEP Items - Ground Floor | Approved | 13.10.18 - SMALL POWER INSTALLATION-H | 20A DP Switch t for WH - point | ECH | 57 | 19 | 139.88 | 2657.72 | SC_Supply/Apply | سليمان محمد سليمان القرعاوي | 13.10.18 - SMALL POWER INSTALLATION-H | 20A DP Switch t for WH - point | ECH | 19 | 298.44 | 5670.36 | SAR | SC_Supply/Apply
MOC HQ at Diriyah _K0005 |  | RFQ-00033 | Hussein Nabil | MEP (Electro Mechanical) | 2024-09-17 | Supply & Install MEP Items - Ground Floor | Approved | 13.10.18 - SMALL POWER INSTALLATION-F | 13A Twin WP socket outlet - point | ECH | 39 | 13 | 796.87 | 10359.31 | SC_Supply/Apply | سليمان محمد سليمان القرعاوي | 13.10.18 - SMALL POWER INSTALLATION-F | 13A Twin WP socket outlet - point | ECH | 13 | 270.77 | 3520.01 | SAR | SC_Supply/Apply
MOC HQ at Diriyah _K0005 |  | RFQ-00033 | Hussein Nabil | MEP (Electro Mechanical) | 2024-09-17 | Supply & Install MEP Items - Ground Floor | Approved | 13.10.18 - SMALL POWER INSTALLATION-J | Floor Socket(Single Power-1 No) - point | ECH | 152 | 51 | 796.87 | 40640.37 | SC_Supply/Apply | سليمان محمد سليمان القرعاوي | 13.10.18 - SMALL POWER INSTALLATION-J | Floor Socket(Single Power-1 No) - point | ECH | 51 | 326.11 | 16631.61 | SAR | SC_Supply/Apply
MOC HQ at Diriyah _K0005 |  | RFQ-00033 | Hussein Nabil | MEP (Electro Mechanical) | 2024-09-17 | Supply & Install MEP Items - Ground Floor | Approved | 13.10.18 - SMALL POWER INSTALLATION-U | Floor Socket(Twin Power-1 No) - point | ECH | 164 | 55 | 796.87 | 43827.85 | SC_Supply/Apply | سليمان محمد سليمان القرعاوي | 13.10.18 - SMALL POWER INSTALLATION-U | Floor Socket(Twin Power-1 No) - point | ECH | 55 | 326.11 | 17936.05 | SAR | SC_Supply/Apply
MOC HQ at Diriyah _K0005 |  | RFQ-00033 | Hussein Nabil | MEP (Electro Mechanical) | 2024-09-17 | Supply & Install MEP Items - Ground Floor | Approved | 13.10.18 - SMALL POWER INSTALLATION-V | WALL MOUNTED DUPLEX POWER SOCKET OUTLET (2P+E) 20A/240V FED - Point | ECH | 12 | 4 | 796.87 | 3187.48 | SC_Supply/Apply | سليمان محمد سليمان القرعاوي | 13.10.18 - SMALL POWER INSTALLATION-V | WALL MOUNTED DUPLEX POWER SOCKET OUTLET (2P+E) 20A/240V FED - Point | ECH | 4 | 270.77 | 1083.08 | SAR | SC_Supply/Apply
MOC HQ at Diriyah _K0005 |  | RFQ-00033 | Hussein Nabil | MEP (Electro Mechanical) | 2024-09-17 | Supply & Install MEP Items - Ground Floor | Approved | 13.10.17 - SWITCHES AND WIRING DEVICES-I | Push button switch with dimmer in staircase | ECH | 16 | 6 | 1090.19 | 6541.14 | SC_Supply/Apply | سليمان محمد سليمان القرعاوي | 13.10.17 - SWITCHES AND WIRING DEVICES-I | Push button switch with dimmer in staircase | ECH | 6 | 369.17 | 2215.02 | SAR | SC_Supply/Apply
MOC HQ at Diriyah _K0005 |  | RFQ-00033 | Hussein Nabil | MEP (Electro Mechanical) | 2024-09-17 | Supply & Install MEP Items - Ground Floor | Approved | 13.10.17 - SWITCHES AND WIRING DEVICES-J | 1W 1G Light switch | ECH | 45 | 15 | 58.08 | 871.2 | SC_Supply/Apply | سليمان محمد سليمان القرعاوي | 13.10.17 - SWITCHES AND WIRING DEVICES-J | 1W 1G Light switch | ECH | 15 | 89.64 | 1344.6 | SAR | SC_Supply/Apply
MOC HQ at Diriyah _K0005 |  | RFQ-00033 | Hussein Nabil | MEP (Electro Mechanical) | 2024-09-17 | Supply & Install MEP Items - Ground Floor | Approved | 13.10.17 - SWITCHES AND WIRING DEVICES-K | 1W 2G Light switch | ECH | 45 | 15 | 126.28 | 1894.2 | SC_Supply/Apply | سليمان محمد سليمان القرعاوي | 13.10.17 - SWITCHES AND WIRING DEVICES-K | 1W 2G Light switch | ECH | 15 | 105.84 | 1587.6 | SAR | SC_Supply/Apply
MOC HQ at Diriyah _K0005 |  | RFQ-00033 | Hussein Nabil | MEP (Electro Mechanical) | 2024-09-17 | Supply & Install MEP Items - Ground Floor | Approved | 13.10.17 - SWITCHES AND WIRING DEVICES-L | Timer controller stair & Toilet | ECH | 20 | 7 | 337 | 2359 | SC_Supply/Apply | سليمان محمد سليمان القرعاوي | 13.10.17 - SWITCHES AND WIRING DEVICES-L | Timer controller stair & Toilet | ECH | 7 | 1248.47 | 8739.29 | SAR | SC_Supply/Apply
MOC HQ at Diriyah _K0005 |  | RFQ-00033 | Hussein Nabil | MEP (Electro Mechanical) | 2024-09-17 | Supply & Install MEP Items - Ground Floor | Approved | 13.10.16 - SWITCHES AND WIRING DEVICES-B | Push button switch with dimmer in staircase | ECH | 16 | 6 | 1256.45 | 7538.7 | SC_Supply/Apply | سليمان محمد سليمان القرعاوي | 13.10.16 - SWITCHES AND WIRING DEVICES-B | Push button switch with dimmer in staircase | ECH | 6 | 684.64 | 4107.84 | SAR | SC_Supply/Apply
MOC HQ at Diriyah _K0005 |  | RFQ-00033 | Hussein Nabil | MEP (Electro Mechanical) | 2024-09-17 | Supply & Install MEP Items - Ground Floor | Approved | 13.10.16 - SWITCHES AND WIRING DEVICES-C | 1W 1G Light switch | ECH | 45 | 15 | 814 | 12210 | SC_Supply/Apply | سليمان محمد سليمان القرعاوي | 13.10.16 - SWITCHES AND WIRING DEVICES-C | 1W 1G Light switch | ECH | 15 | 302.05 | 4530.75 | SAR | SC_Supply/Apply
MOC HQ at Diriyah _K0005 |  | RFQ-00033 | Hussein Nabil | MEP (Electro Mechanical) | 2024-09-17 | Supply & Install MEP Items - Ground Floor | Approved | 13.10.16 - SWITCHES AND WIRING DEVICES-D | 1W 2G Light switch | ECH | 45 | 15 | 1356.67 | 20350.05 | SC_Supply/Apply | سليمان محمد سليمان القرعاوي | 13.10.16 - SWITCHES AND WIRING DEVICES-D | 1W 2G Light switch | ECH | 15 | 302.05 | 4530.75 | SAR | SC_Supply/Apply
MOC HQ at Diriyah _K0005 |  | RFQ-00033 | Hussein Nabil | MEP (Electro Mechanical) | 2024-09-17 | Supply & Install MEP Items - Ground Floor | Approved | 13.10.16 - SWITCHES AND WIRING DEVICES-E | Timer controller stair & Toilet | ECH | 20 | 7 | 340.7 | 2384.9 | SC_Supply/Apply | سليمان محمد سليمان القرعاوي | 13.10.16 - SWITCHES AND WIRING DEVICES-E | Timer controller stair & Toilet | ECH | 7 | 342.32 | 2396.24 | SAR | SC_Supply/Apply
MOC HQ at Diriyah _K0005 |  | RFQ-00033 | Hussein Nabil | MEP (Electro Mechanical) | 2024-09-17 | Supply & Install MEP Items - Ground Floor | Approved | 13.12 - INTELIGENT LIGHTING CONTROL SYSTEM -A | POWER SUPPLY SpaceLogic KNX | ECH | 48 | 16 | 39.88 | 638.08 | SC_Apply | سليمان محمد سليمان القرعاوي | 13.12 - INTELIGENT LIGHTING CONTROL SYSTEM -A | POWER SUPPLY SpaceLogic KNX | ECH | 16 | 197.64 | 3162.24 | SAR | SC_Apply
MOC HQ at Diriyah _K0005 |  | RFQ-00033 | Hussein Nabil | MEP (Electro Mechanical) | 2024-09-17 | Supply & Install MEP Items - Ground Floor | Approved | 13.12 - INTELIGENT LIGHTING CONTROL SYSTEM -J | Cables and accessories | ECH | 1 | 0.33 | 140400 | 46795.32 | SC_Supply/Apply | سليمان محمد سليمان القرعاوي | 13.12 - INTELIGENT LIGHTING CONTROL SYSTEM -J | Cables and accessories | ECH | 0.33 | 675000 | 222750 | SAR | SC_Supply/Apply
MOC HQ at Diriyah _K0005 |  | RFQ-00033 | Hussein Nabil | MEP (Electro Mechanical) | 2024-09-17 | Supply & Install MEP Items - Ground Floor | Approved | 13.12 - INTELIGENT LIGHTING CONTROL SYSTEM -B | DALI 2 Gateway Pro 1ch/64 SpaceLogic KNX | ECH | 84 | 28 | 228.05 | 6385.4 | SC_Apply | سليمان محمد سليمان القرعاوي | 13.12 - INTELIGENT LIGHTING CONTROL SYSTEM -B | DALI 2 Gateway Pro 1ch/64 SpaceLogic KNX | ECH | 28 | 197.64 | 5533.92 | SAR | SC_Apply
MOC HQ at Diriyah _K0005 |  | RFQ-00033 | Hussein Nabil | MEP (Electro Mechanical) | 2024-09-17 | Supply & Install MEP Items - Ground Floor | Approved | 13.12 - INTELIGENT LIGHTING CONTROL SYSTEM -C | Coupler secure SpaceLogic KNX | ECH | 48 | 16 | 27.69 | 443.04 | SC_Apply | سليمان محمد سليمان القرعاوي | 13.12 - INTELIGENT LIGHTING CONTROL SYSTEM -C | Coupler secure SpaceLogic KNX | ECH | 16 | 197.64 | 3162.24 | SAR | SC_Apply
MOC HQ at Diriyah _K0005 |  | RFQ-00033 | Hussein Nabil | MEP (Electro Mechanical) | 2024-09-17 | Supply & Install MEP Items - Ground Floor | Approved | 13.12 - INTELIGENT LIGHTING CONTROL SYSTEM -D | IP Router SpaceLogic KNX | ECH | 48 | 16 | 39.69 | 635.04 | SC_Apply | سليمان محمد سليمان القرعاوي | 13.12 - INTELIGENT LIGHTING CONTROL SYSTEM -D | IP Router SpaceLogic KNX | ECH | 16 | 197.64 | 3162.24 | SAR | SC_Apply
MOC HQ at Diriyah _K0005 |  | RFQ-00033 | Hussein Nabil | MEP (Electro Mechanical) | 2024-09-17 | Supply & Install MEP Items - Ground Floor | Approved | 13.12 - INTELIGENT LIGHTING CONTROL SYSTEM -G | Mini presence detector | ECH | 969 | 323 | 21.3 | 6879.9 | SC_Apply | سليمان محمد سليمان القرعاوي | 13.12 - INTELIGENT LIGHTING CONTROL SYSTEM -G | Mini presence detector | ECH | 323 | 197.64 | 63837.72 | SAR | SC_Apply
MOC HQ at Diriyah _K0005 |  | RFQ-00033 | Hussein Nabil | MEP (Electro Mechanical) | 2024-09-17 | Supply & Install MEP Items - Ground Floor | Approved | 13.12 - INTELIGENT LIGHTING CONTROL SYSTEM -E | Push Button KNX System | ECH | 1521 | 507 | 15.98 | 8101.86 | SC_Apply | سليمان محمد سليمان القرعاوي | 13.12 - INTELIGENT LIGHTING CONTROL SYSTEM -E | Push Button KNX System | ECH | 507 | 26.35 | 13359.45 | SAR | SC_Apply
MOC HQ at Diriyah _K0005 |  | RFQ-00033 | Hussein Nabil | MEP (Electro Mechanical) | 2024-09-17 | Supply & Install MEP Items - Ground Floor | Approved | 13.10.20.11 - CENTRAL BATTERY EMERGENCY LIGHTING SYSTEM -D | LED 8 W , Recess Mounted , Non Maintained , 3 Hr Battery , IP65 | ECH | 52 | 18 | 654.42 | 11779.56 | SC_Supply/Apply | سليمان محمد سليمان القرعاوي | 13.10.20.11 - CENTRAL BATTERY EMERGENCY LIGHTING SYSTEM -D | LED 8 W , Recess Mounted , Non Maintained , 3 Hr Battery , IP65 | ECH | 18 | 298.44 | 5371.92 | SAR | SC_Supply/Apply
MOC HQ at Diriyah _K0005 |  | RFQ-00033 | Hussein Nabil | MEP (Electro Mechanical) | 2024-09-17 | Supply & Install MEP Items - Ground Floor | Approved | 13.10.20.12 - CENTRAL BATTERY EMERGENCY LIGHTING SYSTEM -G | LED 8 W , Recess Mounted , Non Maintained , 3 Hr Battery , IP65 | ECH | 52 | 18 | 191.54 | 3447.72 | SC_Apply | سليمان محمد سليمان القرعاوي | 13.10.20.12 - CENTRAL BATTERY EMERGENCY LIGHTING SYSTEM -G | LED 8 W , Recess Mounted , Non Maintained , 3 Hr Battery , IP65 | ECH | 18 | 53.7 | 966.6 | SAR | SC_Apply
MOC HQ at Diriyah _K0005 |  | RFQ-00033 | Hussein Nabil | MEP (Electro Mechanical) | 2024-09-17 | Supply & Install MEP Items - Ground Floor | Approved | 13.10.20.11 - CENTRAL BATTERY EMERGENCY LIGHTING SYSTEM -E | Wall Mounted Exit Luminaire Polycarbonate,IP54 | ECH | 228 | 76 | 237.37 | 18040.12 | SC_Supply/Apply | سليمان محمد سليمان القرعاوي | 13.10.20.11 - CENTRAL BATTERY EMERGENCY LIGHTING SYSTEM -E | Wall Mounted Exit Luminaire Polycarbonate,IP54 | ECH | 76 | 298.44 | 22681.44 | SAR | SC_Supply/Apply
Qasr Rashwan - Lot B _0208 |  | RFQ-00061 | Mostafa Shourbagi | MEP (Electro Mechanical) | 2024-09-29 | UPVC Pipes & Short Pieces | Approved | 11.10 - Abd Al Rahman Ibrahim-BILL NO.1: SEWAGE NETWORK-1.1.1-f.2 | Ditto, depth to invert between 5.51 m and 6.50 m | MTR | 310 | 300 | 545.39 | 163617 | MAT_Misc | ووتر بايب تكنولوجى | 11.10 - Abd Al Rahman Ibrahim-BILL NO.1: SEWAGE NETWORK-1.1.1-f.2 | Ditto, depth to invert between 5.51 m and 6.50 m | MTR | 300 | 150.78 | 45234 | EGP | MAT_Misc
Qasr Rashwan - Lot B _0208 |  | RFQ-00061 | Mostafa Shourbagi | MEP (Electro Mechanical) | 2024-09-29 | UPVC Pipes & Short Pieces | Approved | 12.10 - Suleiman Tadrus-BILL NO.1: SEWAGE NETWORK-1.1.1-b.2 | Ditto, depth to invert between 1.51 m and 2.50 m | MTR | 5600 | 4998 | 297.08 | 1484805.84 | MAT_Raw | ووتر بايب تكنولوجى | 12.10 - Suleiman Tadrus-BILL NO.1: SEWAGE NETWORK-1.1.1-b.2 | Ditto, depth to invert between 1.51 m and 2.50 m | MTR | 4998 | 396.35 | 1980957.3 | EGP | MAT_Raw
Qasr Rashwan - Lot B _0208 |  | RFQ-00061 | Mostafa Shourbagi | MEP (Electro Mechanical) | 2024-09-29 | UPVC Pipes & Short Pieces | Approved | 12.10 - Suleiman Tadrus-BILL NO.1: SEWAGE NETWORK-1.1.1-b.2 | Ditto, depth to invert between 1.51 m and 2.50 m | MTR | 5600 | 4998 | 89.13 | 445471.74 | MAT_Misc | ووتر بايب تكنولوجى | 12.10 - Suleiman Tadrus-BILL NO.1: SEWAGE NETWORK-1.1.1-b.2 | Ditto, depth to invert between 1.51 m and 2.50 m | MTR | 4998 | 15.61 | 78018.78 | EGP | MAT_Misc
Qasr Rashwan - Lot B _0208 |  | RFQ-00061 | Mostafa Shourbagi | MEP (Electro Mechanical) | 2024-09-29 | UPVC Pipes & Short Pieces | Approved | 11.10 - Abd Al Rahman Ibrahim-BILL NO.1: SEWAGE NETWORK-1.1.1-e.1 | Ditto, depth to invert between 4.51 m and 5.50 m | MTR | 1230 | 1080 | 1177.11 | 1271278.8 | MAT_Raw | ووتر بايب تكنولوجى | 11.10 - Abd Al Rahman Ibrahim-BILL NO.1: SEWAGE NETWORK-1.1.1-e.1 | Ditto, depth to invert between 4.51 m and 5.50 m | MTR | 1080 | 1504.56 | 1624924.8 | EGP | MAT_Raw
Qasr Rashwan - Lot B _0208 |  | RFQ-00061 | Mostafa Shourbagi | MEP (Electro Mechanical) | 2024-09-29 | UPVC Pipes & Short Pieces | Approved | 11.10 - Abd Al Rahman Ibrahim-BILL NO.1: SEWAGE NETWORK-1.1.1-e.1 | Ditto, depth to invert between 4.51 m and 5.50 m | MTR | 1230 | 1080 | 353.13 | 381380.4 | MAT_Misc | ووتر بايب تكنولوجى | 11.10 - Abd Al Rahman Ibrahim-BILL NO.1: SEWAGE NETWORK-1.1.1-e.1 | Ditto, depth to invert between 4.51 m and 5.50 m | MTR | 1080 | 73.14 | 78991.2 | EGP | MAT_Misc
Qasr Rashwan - Lot B _0208 |  | RFQ-00061 | Mostafa Shourbagi | MEP (Electro Mechanical) | 2024-09-29 | UPVC Pipes & Short Pieces | Approved | 11.10 - Abd Al Rahman Ibrahim-BILL NO.1: SEWAGE NETWORK-1.1.1-c.2 | Ditto, depth to invert between 1.51 m and 2.50 m | MTR | 1500 | 1448 | 456.84 | 661504.32 | MAT_Raw | ووتر بايب تكنولوجى | 11.10 - Abd Al Rahman Ibrahim-BILL NO.1: SEWAGE NETWORK-1.1.1-c.2 | Ditto, depth to invert between 1.51 m and 2.50 m | MTR | 1448 | 615.3 | 890954.4 | EGP | MAT_Raw
Qasr Rashwan - Lot B _0208 |  | RFQ-00061 | Mostafa Shourbagi | MEP (Electro Mechanical) | 2024-09-29 | UPVC Pipes & Short Pieces | Approved | 11.10 - Abd Al Rahman Ibrahim-BILL NO.1: SEWAGE NETWORK-1.1.1-c.2 | Ditto, depth to invert between 1.51 m and 2.50 m | MTR | 1500 | 1448 | 137.05 | 198448.4 | MAT_Misc | ووتر بايب تكنولوجى | 11.10 - Abd Al Rahman Ibrahim-BILL NO.1: SEWAGE NETWORK-1.1.1-c.2 | Ditto, depth to invert between 1.51 m and 2.50 m | MTR | 1448 | 32.32 | 46799.36 | EGP | MAT_Misc
Qasr Rashwan Lot A _0207 |  | RFQ-00061 | Mostafa Shourbagi | MEP (Electro Mechanical) | 2024-09-29 | UPVC Pipes & Short Pieces | Approved | 12.10 - 3. Manshya fanous.Mansheya Fanous-BILL NO. 1: SEWAGE NETWORK-1.1.1-d.3 | Ditto, depth to invert between 3.51 m and 4.50 m | MTR | 155 | 120 | 887.51 | 106501.2 | MAT_Raw | ووتر بايب تكنولوجى | 12.10 - 3. Manshya fanous.Mansheya Fanous-BILL NO. 1: SEWAGE NETWORK-1.1.1-d.3 | Ditto, depth to invert between 3.51 m and 4.50 m | MTR | 120 | 937.54 | 112504.8 | EGP | MAT_Raw
Qasr Rashwan Lot A _0207 |  | RFQ-00061 | Mostafa Shourbagi | MEP (Electro Mechanical) | 2024-09-29 | UPVC Pipes & Short Pieces | Approved | 10.10 - 1. Saad Al Rouby.Saad Al Rouby-BILL NO. 1: SEWAGE NETWORK-1.1.1-d.1 | Ditto, depth to invert between 1.51 m and 2.50 m | MTR | 490 | 490 | 2291.62 | 1122893.8 | MAT_Raw | ووتر بايب تكنولوجى | 10.10 - 1. Saad Al Rouby.Saad Al Rouby-BILL NO. 1: SEWAGE NETWORK-1.1.1-d.1 | Ditto, depth to invert between 1.51 m and 2.50 m | MTR | 490 | 2930.53 | 1435959.7 | EGP | MAT_Raw
Qasr Rashwan Lot A _0207 |  | RFQ-00061 | Mostafa Shourbagi | MEP (Electro Mechanical) | 2024-09-29 | UPVC Pipes & Short Pieces | Approved | 12.10 - 3. Manshya fanous.Mansheya Fanous-BILL NO. 1: SEWAGE NETWORK-1.1.1-e.2 | Ditto, depth to invert between 3.51 m and 4.50 m | MTR | 285 | 132 | 1177.11 | 155378.52 | MAT_Raw | ووتر بايب تكنولوجى | 12.10 - 3. Manshya fanous.Mansheya Fanous-BILL NO. 1: SEWAGE NETWORK-1.1.1-e.2 | Ditto, depth to invert between 3.51 m and 4.50 m | MTR | 132 | 1504.56 | 198601.92 | EGP | MAT_Raw
Qasr Rashwan Lot A _0207 |  | RFQ-00061 | Mostafa Shourbagi | MEP (Electro Mechanical) | 2024-09-29 | UPVC Pipes & Short Pieces | Approved | 11.10 - 2. Murad Al Gendy.Murad Al Gendy W Al Sanahra-BILL NO. 1: SEWAGE NETWORK-1.1.1-c.2 | Ditto, depth to invert between 1.51 m and 2.50 m | MTR | 1550 | 1550 | 137.05 | 212427.5 | MAT_Misc | ووتر بايب تكنولوجى | 11.10 - 2. Murad Al Gendy.Murad Al Gendy W Al Sanahra-BILL NO. 1: SEWAGE NETWORK-1.1.1-c.2 | Ditto, depth to invert between 1.51 m and 2.50 m | MTR | 1550 | 40.38 | 62589 | EGP | MAT_Misc
Qasr Rashwan Lot A _0207 |  | RFQ-00061 | Mostafa Shourbagi | MEP (Electro Mechanical) | 2024-09-29 | UPVC Pipes & Short Pieces | Approved | 12.10 - 3. Manshya fanous.Mansheya Fanous-BILL NO. 1: SEWAGE NETWORK-1.1.1-c.3 | Ditto, depth to invert between 2.51 m and 3.50 m | MTR | 1350 | 1350 | 137.05 | 185017.5 | MAT_Misc | ووتر بايب تكنولوجى | 12.10 - 3. Manshya fanous.Mansheya Fanous-BILL NO. 1: SEWAGE NETWORK-1.1.1-c.3 | Ditto, depth to invert between 2.51 m and 3.50 m | MTR | 1350 | 40.38 | 54513 | EGP | MAT_Misc
Qasr Rashwan Lot A _0207 |  | RFQ-00061 | Mostafa Shourbagi | MEP (Electro Mechanical) | 2024-09-29 | UPVC Pipes & Short Pieces | Approved | 11.10 - 2. Murad Al Gendy.Murad Al Gendy W Al Sanahra-BILL NO. 1: SEWAGE NETWORK-1.1.1-e.2 | Ditto, depth to invert between 3.51 m and 4.50 m | MTR | 325 | 300 | 1817.98 | 545394 | MAT_Raw | ووتر بايب تكنولوجى | 11.10 - 2. Murad Al Gendy.Murad Al Gendy W Al Sanahra-BILL NO. 1: SEWAGE NETWORK-1.1.1-e.2 | Ditto, depth to invert between 3.51 m and 4.50 m | MTR | 300 | 2461.75 | 738525 | EGP | MAT_Raw
Qasr Rashwan Lot A _0207 |  | RFQ-00061 | Mostafa Shourbagi | MEP (Electro Mechanical) | 2024-09-29 | UPVC Pipes & Short Pieces | Approved | 12.10 - 3. Manshya fanous.Mansheya Fanous-BILL NO. 1: SEWAGE NETWORK-1.1.1-f.2 | Ditto, depth to invert between 2.51 m and 3.50 m | MTR | 300 | 300 | 545.39 | 163617 | MAT_Misc | ووتر بايب تكنولوجى | 12.10 - 3. Manshya fanous.Mansheya Fanous-BILL NO. 1: SEWAGE NETWORK-1.1.1-f.2 | Ditto, depth to invert between 2.51 m and 3.50 m | MTR | 300 | 161.55 | 48465 | EGP | MAT_Misc
Qasr Rashwan Lot A _0207 |  | RFQ-00061 | Mostafa Shourbagi | MEP (Electro Mechanical) | 2024-09-29 | UPVC Pipes & Short Pieces | Approved | 12.10 - 3. Manshya fanous.Mansheya Fanous-BILL NO. 1: SEWAGE NETWORK-1.1.1-f.2 | Ditto, depth to invert between 2.51 m and 3.50 m | MTR | 300 | 300 | 1817.98 | 545394 | MAT_Raw | ووتر بايب تكنولوجى | 12.10 - 3. Manshya fanous.Mansheya Fanous-BILL NO. 1: SEWAGE NETWORK-1.1.1-f.2 | Ditto, depth to invert between 2.51 m and 3.50 m | MTR | 300 | 2461.75 | 738525 | EGP | MAT_Raw
Qasr Rashwan Lot A _0207 |  | RFQ-00061 | Mostafa Shourbagi | MEP (Electro Mechanical) | 2024-09-29 | UPVC Pipes & Short Pieces | Approved | 12.10 - 3. Manshya fanous.Mansheya Fanous-BILL NO. 1: SEWAGE NETWORK-1.1.1-d.2 | Ditto, depth to invert between 2.51 m and 3.50 m | MTR | 180 | 180 | 887.51 | 159751.8 | MAT_Raw | ووتر بايب تكنولوجى | 12.10 - 3. Manshya fanous.Mansheya Fanous-BILL NO. 1: SEWAGE NETWORK-1.1.1-d.2 | Ditto, depth to invert between 2.51 m and 3.50 m | MTR | 180 | 937.54 | 168757.2 | EGP | MAT_Raw
Qasr Rashwan Lot A _0207 |  | RFQ-00061 | Mostafa Shourbagi | MEP (Electro Mechanical) | 2024-09-29 | UPVC Pipes & Short Pieces | Approved | 12.10 - 3. Manshya fanous.Mansheya Fanous-BILL NO. 1: SEWAGE NETWORK-1.1.1-d.2 | Ditto, depth to invert between 2.51 m and 3.50 m | MTR | 180 | 180 | 266.25 | 47925 | MAT_Misc | ووتر بايب تكنولوجى | 12.10 - 3. Manshya fanous.Mansheya Fanous-BILL NO. 1: SEWAGE NETWORK-1.1.1-d.2 | Ditto, depth to invert between 2.51 m and 3.50 m | MTR | 180 | 123.05 | 22149 | EGP | MAT_Misc
Qasr Rashwan Lot A _0207 |  | RFQ-00061 | Mostafa Shourbagi | MEP (Electro Mechanical) | 2024-09-29 | UPVC Pipes & Short Pieces | Approved | 13.10 - 4. Khulusi.Khulusi-BILL NO. 1: SEWAGE NETWORK-1.1.1-d.1 | Ditto, depth to invert between 2.51 m and 3.50 m | MTR | 300 | 300 | 887.51 | 266253 | MAT_Raw | ووتر بايب تكنولوجى | 13.10 - 4. Khulusi.Khulusi-BILL NO. 1: SEWAGE NETWORK-1.1.1-d.1 | Ditto, depth to invert between 2.51 m and 3.50 m | MTR | 300 | 937.54 | 281262 | EGP | MAT_Raw
Qasr Rashwan Lot A _0207 |  | RFQ-00061 | Mostafa Shourbagi | MEP (Electro Mechanical) | 2024-09-29 | UPVC Pipes & Short Pieces | Approved | 12.10 - 3. Manshya fanous.Mansheya Fanous-BILL NO. 1: SEWAGE NETWORK-1.1.1-d.3 | Ditto, depth to invert between 3.51 m and 4.50 m | MTR | 155 | 120 | 266.25 | 31950 | MAT_Misc | ووتر بايب تكنولوجى | 12.10 - 3. Manshya fanous.Mansheya Fanous-BILL NO. 1: SEWAGE NETWORK-1.1.1-d.3 | Ditto, depth to invert between 3.51 m and 4.50 m | MTR | 120 | 123.05 | 14766 | EGP | MAT_Misc
Qasr Rashwan Lot A _0207 |  | RFQ-00061 | Mostafa Shourbagi | MEP (Electro Mechanical) | 2024-09-29 | UPVC Pipes & Short Pieces | Approved | 12.10 - 3. Manshya fanous.Mansheya Fanous-BILL NO. 1: SEWAGE NETWORK-1.1.1-b.1 | Depth to invert not exceeding 1.5 m | MTR | 4450 | 4450 | 297.08 | 1322006 | MAT_Raw | ووتر بايب تكنولوجى | 12.10 - 3. Manshya fanous.Mansheya Fanous-BILL NO. 1: SEWAGE NETWORK-1.1.1-b.1 | Depth to invert not exceeding 1.5 m | MTR | 4450 | 396.35 | 1763757.5 | EGP | MAT_Raw
Qasr Rashwan Lot A _0207 |  | RFQ-00061 | Mostafa Shourbagi | MEP (Electro Mechanical) | 2024-09-29 | UPVC Pipes & Short Pieces | Approved | 10.10 - 1. Saad Al Rouby.Saad Al Rouby-BILL NO. 1: SEWAGE NETWORK-1.1.1-b.1 | Depth to invert not exceeding 1.5 m | MTR | 2450 | 1550 | 297.08 | 460474 | MAT_Raw | ووتر بايب تكنولوجى | 10.10 - 1. Saad Al Rouby.Saad Al Rouby-BILL NO. 1: SEWAGE NETWORK-1.1.1-b.1 | Depth to invert not exceeding 1.5 m | MTR | 1550 | 396.35 | 614342.5 | EGP | MAT_Raw
Qasr Rashwan Lot A _0207 |  | RFQ-00061 | Mostafa Shourbagi | MEP (Electro Mechanical) | 2024-09-29 | UPVC Pipes & Short Pieces | Approved | 12.10 - 3. Manshya fanous.Mansheya Fanous-BILL NO. 1: SEWAGE NETWORK-1.1.1-c.3 | Ditto, depth to invert between 2.51 m and 3.50 m | MTR | 1350 | 1350 | 456.84 | 616734 | MAT_Raw | ووتر بايب تكنولوجى | 12.10 - 3. Manshya fanous.Mansheya Fanous-BILL NO. 1: SEWAGE NETWORK-1.1.1-c.3 | Ditto, depth to invert between 2.51 m and 3.50 m | MTR | 1350 | 615.3 | 830655 | EGP | MAT_Raw
Qasr Rashwan Lot A _0207 |  | RFQ-00061 | Mostafa Shourbagi | MEP (Electro Mechanical) | 2024-09-29 | UPVC Pipes & Short Pieces | Approved | 12.10 - 3. Manshya fanous.Mansheya Fanous-BILL NO. 1: SEWAGE NETWORK-1.1.1-e.1 | Ditto, depth to invert between 2.50 m and 3.50 m | MTR | 330 | 330 | 1177.11 | 388446.3 | MAT_Raw | ووتر بايب تكنولوجى | 12.10 - 3. Manshya fanous.Mansheya Fanous-BILL NO. 1: SEWAGE NETWORK-1.1.1-e.1 | Ditto, depth to invert between 2.50 m and 3.50 m | MTR | 330 | 1504.56 | 496504.8 | EGP | MAT_Raw
Qasr Rashwan Lot A _0207 |  | RFQ-00061 | Mostafa Shourbagi | MEP (Electro Mechanical) | 2024-09-29 | UPVC Pipes & Short Pieces | Approved | 12.10 - 3. Manshya fanous.Mansheya Fanous-BILL NO. 1: SEWAGE NETWORK-1.1.1-e.1 | Ditto, depth to invert between 2.50 m and 3.50 m | MTR | 330 | 330 | 353.13 | 116532.9 | MAT_Misc | ووتر بايب تكنولوجى | 12.10 - 3. Manshya fanous.Mansheya Fanous-BILL NO. 1: SEWAGE NETWORK-1.1.1-e.1 | Ditto, depth to invert between 2.50 m and 3.50 m | MTR | 330 | 128.23 | 42315.9 | EGP | MAT_Misc
Qasr Rashwan Lot A _0207 |  | RFQ-00061 | Mostafa Shourbagi | MEP (Electro Mechanical) | 2024-09-29 | UPVC Pipes & Short Pieces | Approved | 10.10 - 1. Saad Al Rouby.Saad Al Rouby-BILL NO. 1: SEWAGE NETWORK-1.1.1-c.2 | Ditto, depth to invert between 2.51 m and 3.50 m | MTR | 200 | 100 | 456.84 | 45684 | MAT_Raw | ووتر بايب تكنولوجى | 10.10 - 1. Saad Al Rouby.Saad Al Rouby-BILL NO. 1: SEWAGE NETWORK-1.1.1-c.2 | Ditto, depth to invert between 2.51 m and 3.50 m | MTR | 100 | 615.3 | 61530 | EGP | MAT_Raw
Qasr Rashwan Lot A _0207 |  | RFQ-00061 | Mostafa Shourbagi | MEP (Electro Mechanical) | 2024-09-29 | UPVC Pipes & Short Pieces | Approved | 10.10 - 1. Saad Al Rouby.Saad Al Rouby-BILL NO. 1: SEWAGE NETWORK-1.1.1-c.2 | Ditto, depth to invert between 2.51 m and 3.50 m | MTR | 200 | 100 | 137.05 | 13705 | MAT_Misc | ووتر بايب تكنولوجى | 10.10 - 1. Saad Al Rouby.Saad Al Rouby-BILL NO. 1: SEWAGE NETWORK-1.1.1-c.2 | Ditto, depth to invert between 2.51 m and 3.50 m | MTR | 100 | 40.38 | 4038 | EGP | MAT_Misc
Qasr Rashwan Lot A _0207 |  | RFQ-00061 | Mostafa Shourbagi | MEP (Electro Mechanical) | 2024-09-29 | UPVC Pipes & Short Pieces | Approved | 11.10 - 2. Murad Al Gendy.Murad Al Gendy W Al Sanahra-BILL NO. 1: SEWAGE NETWORK-1.1.1-c.2 | Ditto, depth to invert between 1.51 m and 2.50 m | MTR | 1550 | 1550 | 456.84 | 708102 | MAT_Raw | ووتر بايب تكنولوجى | 11.10 - 2. Murad Al Gendy.Murad Al Gendy W Al Sanahra-BILL NO. 1: SEWAGE NETWORK-1.1.1-c.2 | Ditto, depth to invert between 1.51 m and 2.50 m | MTR | 1550 | 615.3 | 953715 | EGP | MAT_Raw
Qasr Rashwan Lot A _0207 |  | RFQ-00061 | Mostafa Shourbagi | MEP (Electro Mechanical) | 2024-09-29 | UPVC Pipes & Short Pieces | Approved | 10.10 - 1. Saad Al Rouby.Saad Al Rouby-BILL NO. 1: SEWAGE NETWORK-1.1.1-d.2 | Ditto, depth to invert between 2.51 m and 3.50 m | MTR | 350 | 314 | 2291.62 | 719568.68 | MAT_Raw | ووتر بايب تكنولوجى | 10.10 - 1. Saad Al Rouby.Saad Al Rouby-BILL NO. 1: SEWAGE NETWORK-1.1.1-d.2 | Ditto, depth to invert between 2.51 m and 3.50 m | MTR | 314 | 2930.53 | 920186.42 | EGP | MAT_Raw
Rabigh CCPP-Civil _K0006 |  | RFQ-00041 | Purchasing Engineers | Purchasing | 2024-09-19 | PVC Water Stop -CS 15 | Approved | 03 15 13 WS-0007 | Supercast PVC water stop range 25 cm | MTR | 10000 | 1000 | 26 | 26000 | SC_Supply/Apply | Master Builders solution (Sika) | 03 15 13 WS-0007 | Supercast PVC water stop range 25 cm | MTR | 1000 | 26 | 26000 | SAR | SC_Supply/Apply
Damietta Container Terminal-Infra & Bldgs _0216 |  | RFQ-00042 | Ahmed Adel | MEP (Electro Mechanical) | 2024-10-07 | CONCRETE PIPES & FITTINGS | Approved | 10.19 - Infrastrucure-Stormwater Network-02630-2.2.1 | Ø710 mm pipe. | MTR | 800 | 800 | 91.61 | 73288 | MAT_Raw | الشركة الوطنيه للمواسير - NPC | 10.19 - Infrastrucure-Stormwater Network-02630-2.2.1 | Ø710 mm pipe. | MTR | 800 | 4674.83 | 3739864 | EGP | MAT_Raw
Damietta Container Terminal-Infra & Bldgs _0216 |  | RFQ-00042 | Ahmed Adel | MEP (Electro Mechanical) | 2024-10-07 | CONCRETE PIPES & FITTINGS | Approved | 10.19 - Infrastrucure-Stormwater Network-02630-2.2.2 | Ø800 mm pipe. | MTR | 380 | 380 | 91.61 | 34811.8 | MAT_Raw | الشركة الوطنيه للمواسير - NPC | 10.19 - Infrastrucure-Stormwater Network-02630-2.2.2 | Ø800 mm pipe. | MTR | 380 | 4674.83 | 1776435.4 | EGP | MAT_Raw
Damietta Container Terminal-Infra & Bldgs _0216 |  | RFQ-00042 | Ahmed Adel | MEP (Electro Mechanical) | 2024-10-07 | CONCRETE PIPES & FITTINGS | Approved | 10.19 - Infrastrucure-Stormwater Network-02630-2.2.3 | Ø900 mm pipe. | MTR | 800 | 800 | 104.28 | 83424 | MAT_Raw | الشركة الوطنيه للمواسير - NPC | 10.19 - Infrastrucure-Stormwater Network-02630-2.2.3 | Ø900 mm pipe. | MTR | 800 | 4797.77 | 3838216 | EGP | MAT_Raw
Damietta Container Terminal-Infra & Bldgs _0216 |  | RFQ-00042 | Ahmed Adel | MEP (Electro Mechanical) | 2024-10-07 | CONCRETE PIPES & FITTINGS | Approved | 10.19 - Infrastrucure-Stormwater Network-02630-2.2.4 | Ø1000 mm pipe. | MTR | 410 | 410 | 146.18 | 59933.8 | MAT_Raw | الشركة الوطنيه للمواسير - NPC | 10.19 - Infrastrucure-Stormwater Network-02630-2.2.4 | Ø1000 mm pipe. | MTR | 410 | 6793.64 | 2785392.4 | EGP | MAT_Raw
Damietta Container Terminal-Infra & Bldgs _0216 |  | RFQ-00042 | Ahmed Adel | MEP (Electro Mechanical) | 2024-10-07 | CONCRETE PIPES & FITTINGS | Approved | 10.19 - Infrastrucure-Stormwater Network-02630-2.2.5 | Ø1100 mm pipe. Manholes Supply, connect, finish, and install concrete main storm collection manholes as per specifications and drawings complete with a concrete base, GRP covers 90 tons on the roadway, frame, rings, special joint required to fix the pipe to the manhole, external bitumen painting. The item also includes excavation, supporting the trench sides, and backfilling using clean sand with watering, and compaction after approval of the employer. Locations are as shown in the drawings. | MTR | 105 | 105 | 219.28 | 23024.4 | MAT_Raw | الشركة الوطنيه للمواسير - NPC | 10.19 - Infrastrucure-Stormwater Network-02630-2.2.5 | Ø1100 mm pipe. Manholes Supply, connect, finish, and install concrete main storm collection manholes as per specifications and drawings complete with a concrete base, GRP covers 90 tons on the roadway, frame, rings, special joint required to fix the pipe to the manhole, external bitumen painting. The item also includes excavation, supporting the trench sides, and backfilling using clean sand with watering, and compaction after approval of the employer. Locations are as shown in the drawings. | MTR | 105 | 10370.28 | 1088879.4 | EGP | MAT_Raw
Damietta Container Terminal-Infra & Bldgs _0216 |  | RFQ-00041 | Purchasing Engineers | Purchasing | 2024-10-07 | Supplying Interlock (PR_100804) | Approved | 10.22 - Infrastructure Package-9_Pavement-02780-9.4.1 | In meter square supply and install precast interlock thickness 10 cm 490kg /cm2 strength for roads as per approved sample. Rate to include 3 cm thick sand setting bed for leveling, filling joints and vibratory compaction. All complete as per the specs and direction of engineer, Samples must be submitted for approval prior to starting work. | SQM | 633167.93 | 633167.93 | 4.32 | 2735285.46 | MAT_Raw | سامكريت لانظمة البناء | 10.22 - Infrastructure Package-9_Pavement-02780-9.4.1 | In meter square supply and install precast interlock thickness 10 cm 490kg /cm2 strength for roads as per approved sample. Rate to include 3 cm thick sand setting bed for leveling, filling joints and vibratory compaction. All complete as per the specs and direction of engineer, Samples must be submitted for approval prior to starting work. | SQM | 633167.93 | 311.75 | 197390102.18 | EGP | MAT_Raw
Damietta Container Terminal-Infra & Bldgs _0216 |  | RFQ-00041 | Purchasing Engineers | Purchasing | 2024-10-07 | Supplying Interlock (PR_100804) | Approved | 10.22 - Infrastructure Package-9_Pavement-02780-9.4.1 | In meter square supply and install precast interlock thickness 10 cm 490kg /cm2 strength for roads as per approved sample. Rate to include 3 cm thick sand setting bed for leveling, filling joints and vibratory compaction. All complete as per the specs and direction of engineer, Samples must be submitted for approval prior to starting work. | SQM | 66832.07 | 66832.07 | 0 | 0 | MAT_Raw | سامكريت لانظمة البناء | 10.22 - Infrastructure Package-9_Pavement-02780-9.4.1 | In meter square supply and install precast interlock thickness 10 cm 490kg /cm2 strength for roads as per approved sample. Rate to include 3 cm thick sand setting bed for leveling, filling joints and vibratory compaction. All complete as per the specs and direction of engineer, Samples must be submitted for approval prior to starting work. | SQM | 66832.07 | 311.75 | 20834897.82 | EGP | MAT_Raw
MOC HQ at Diriyah _K0005 |  | RFQ-00033 | Hussein Nabil | MEP (Electro Mechanical) | 2024-09-17 | Supply & Install MEP Items - Ground Floor | Approved | 13.10.20.12 - CENTRAL BATTERY EMERGENCY LIGHTING SYSTEM -H | Wall Mounted Exit Luminaire Polycarbonate,IP54 | ECH | 228 | 76 | 69.47 | 5279.72 | SC_Apply | سليمان محمد سليمان القرعاوي | 13.10.20.12 - CENTRAL BATTERY EMERGENCY LIGHTING SYSTEM -H | Wall Mounted Exit Luminaire Polycarbonate,IP54 | ECH | 76 | 53.7 | 4081.2 | SAR | SC_Apply
MOC HQ at Diriyah _K0005 |  | RFQ-00033 | Hussein Nabil | MEP (Electro Mechanical) | 2024-09-17 | Supply & Install MEP Items - Ground Floor | Approved | 13.10.20.11 - CENTRAL BATTERY EMERGENCY LIGHTING SYSTEM -F | suspended Directional Luminaire Polycarbonate,IP54 | ECH | 1725 | 575 | 39.22 | 22551.5 | SC_Supply/Apply | سليمان محمد سليمان القرعاوي | 13.10.20.11 - CENTRAL BATTERY EMERGENCY LIGHTING SYSTEM -F | suspended Directional Luminaire Polycarbonate,IP54 | ECH | 575 | 298.44 | 171603 | SAR | SC_Supply/Apply
MOC HQ at Diriyah _K0005 |  | RFQ-00033 | Hussein Nabil | MEP (Electro Mechanical) | 2024-09-17 | Supply & Install MEP Items - Ground Floor | Approved | 13.10.21 - Lighting Fixtures & Outlets-K | Supply & Install Lighting Outlet + Install Fixture | ECH | 6043 | 2014 | 328.53 | 661659.42 | SC_Apply | سليمان محمد سليمان القرعاوي | 13.10.21 - Lighting Fixtures & Outlets-K | Supply & Install Lighting Outlet + Install Fixture | ECH | 2014 | 297.12 | 598399.68 | SAR | SC_Apply
MOC HQ at Diriyah _K0005 |  | RFQ-00033 | Hussein Nabil | MEP (Electro Mechanical) | 2024-09-17 | Supply & Install MEP Items - Ground Floor | Approved | 13.10.21 - Lighting Fixtures & Outlets-K | Supply & Install Lighting Outlet + Install Fixture | MTR | 6287 | 2095 | 183.08 | 383552.6 | SC_Apply | سليمان محمد سليمان القرعاوي | 13.10.21 - Lighting Fixtures & Outlets-K | Supply & Install Lighting Outlet + Install Fixture | MTR | 2095 | 59.42 | 124484.9 | SAR | SC_Apply
MOC HQ at Diriyah _K0005 |  | RFQ-00033 | Hussein Nabil | MEP (Electro Mechanical) | 2024-09-17 | Supply & Install MEP Items - Ground Floor | Approved | 13.10.20.12 - CENTRAL BATTERY EMERGENCY LIGHTING SYSTEM -I | suspended Directional Luminaire Polycarbonate,IP54 | ECH | 1725 | 575 | 11.48 | 6601 | SC_Apply | سليمان محمد سليمان القرعاوي | 13.10.20.12 - CENTRAL BATTERY EMERGENCY LIGHTING SYSTEM -I | suspended Directional Luminaire Polycarbonate,IP54 | ECH | 575 | 53.7 | 30877.5 | SAR | SC_Apply
MOC HQ at Diriyah _K0005 |  | RFQ-00033 | Hussein Nabil | MEP (Electro Mechanical) | 2024-09-17 | Supply & Install MEP Items - Ground Floor | Approved | 13.11.10.10 - Telecommunication & Data System-G | Floor Mouned Single Data Outlet | ECH | 45 | 15 | 128.77 | 1931.55 | SC_Supply/Apply | سليمان محمد سليمان القرعاوي | 13.11.10.10 - Telecommunication & Data System-G | Floor Mouned Single Data Outlet | ECH | 15 | 120 | 1800 | SAR | SC_Supply/Apply
MOC HQ at Diriyah _K0005 |  | RFQ-00033 | Hussein Nabil | MEP (Electro Mechanical) | 2024-09-17 | Supply & Install MEP Items - Ground Floor | Approved | 13.11.10.10 - Telecommunication & Data System-H | Floor Mouned Dual Data Outlet | ECH | 19 | 6 | 128.77 | 772.62 | SC_Supply/Apply | سليمان محمد سليمان القرعاوي | 13.11.10.10 - Telecommunication & Data System-H | Floor Mouned Dual Data Outlet | ECH | 6 | 240 | 1440 | SAR | SC_Supply/Apply
MOC HQ at Diriyah _K0005 |  | RFQ-00033 | Hussein Nabil | MEP (Electro Mechanical) | 2024-09-17 | Supply & Install MEP Items - Ground Floor | Approved | 13.11.10.11 - Telecommunication & Data System-K | Dual ceiling data outlet (RJ45) | ECH | 2127 | 709 | 0.83 | 588.47 | SC_Apply | سليمان محمد سليمان القرعاوي | 13.11.10.11 - Telecommunication & Data System-K | Dual ceiling data outlet (RJ45) | ECH | 709 | 88.56 | 62789.04 | SAR | SC_Apply
MOC HQ at Diriyah _K0005 |  | RFQ-00033 | Hussein Nabil | MEP (Electro Mechanical) | 2024-09-17 | Supply & Install MEP Items - Ground Floor | Approved | 13.11.10.11 - Telecommunication & Data System-O | Floor Mouned Single Data Outlet | ECH | 45 | 15 | 187.5 | 2812.5 | SC_Apply | سليمان محمد سليمان القرعاوي | 13.11.10.11 - Telecommunication & Data System-O | Floor Mouned Single Data Outlet | ECH | 15 | 72.36 | 1085.4 | SAR | SC_Apply
MOC HQ at Diriyah _K0005 |  | RFQ-00033 | Hussein Nabil | MEP (Electro Mechanical) | 2024-09-17 | Supply & Install MEP Items - Ground Floor | Approved | 13.11.10.11 - Telecommunication & Data System-O | Floor Mouned Dual Data Outlet | ECH | 19 | 6 | 187.5 | 1125 | SC_Apply | سليمان محمد سليمان القرعاوي | 13.11.10.11 - Telecommunication & Data System-O | Floor Mouned Dual Data Outlet | ECH | 6 | 88.56 | 531.36 | SAR | SC_Apply
MOC HQ at Diriyah _K0005 |  | RFQ-00033 | Hussein Nabil | MEP (Electro Mechanical) | 2024-09-17 | Supply & Install MEP Items - Ground Floor | Approved | 13.11.10.10 - Telecommunication & Data System-B | Single data outlet (RJ45) - point | ECH | 357 | 119 | 15.39 | 1831.41 | SC_Supply/Apply | سليمان محمد سليمان القرعاوي | 13.11.10.10 - Telecommunication & Data System-B | Single data outlet (RJ45) - point | ECH | 119 | 120 | 14280 | SAR | SC_Supply/Apply
MOC HQ at Diriyah _K0005 |  | RFQ-00033 | Hussein Nabil | MEP (Electro Mechanical) | 2024-09-17 | Supply & Install MEP Items - Ground Floor | Approved | 13.11.10.10 - Telecommunication & Data System-D | Dual RJ-45 data outlet - point | ECH | 365 | 122 | 0.75 | 91.5 | SC_Supply/Apply | سليمان محمد سليمان القرعاوي | 13.11.10.10 - Telecommunication & Data System-D | Dual RJ-45 data outlet - point | ECH | 122 | 240 | 29280 | SAR | SC_Supply/Apply
MOC HQ at Diriyah _K0005 |  | RFQ-00033 | Hussein Nabil | MEP (Electro Mechanical) | 2024-09-17 | Supply & Install MEP Items - Ground Floor | Approved | 13.11.10.10 - Telecommunication & Data System-E | WIFI outlet - point | ECH | 216 | 72 | 134.81 | 9706.32 | SC_Supply/Apply | سليمان محمد سليمان القرعاوي | 13.11.10.10 - Telecommunication & Data System-E | WIFI outlet - point | ECH | 72 | 120 | 8640 | SAR | SC_Supply/Apply
MOC HQ at Diriyah _K0005 |  | RFQ-00033 | Hussein Nabil | MEP (Electro Mechanical) | 2024-09-17 | Supply & Install MEP Items - Ground Floor | Approved | 13.11.10.11 - Telecommunication & Data System-H | Furniture Single data outlet (RJ45) | ECH | 365 | 122 | 0.44 | 53.68 | SC_Apply | سليمان محمد سليمان القرعاوي | 13.11.10.11 - Telecommunication & Data System-H | Furniture Single data outlet (RJ45) | ECH | 122 | 72.36 | 8827.92 | SAR | SC_Apply
MOC HQ at Diriyah _K0005 |  | RFQ-00033 | Hussein Nabil | MEP (Electro Mechanical) | 2024-09-17 | Supply & Install MEP Items - Ground Floor | Approved | 13.11.10.10 - Telecommunication & Data System-C | Furniture Dual ceiling data outlet (RJ45) | ECH | 2127 | 709 | 2.84 | 2013.56 | SC_Supply/Apply | سليمان محمد سليمان القرعاوي | 13.11.10.10 - Telecommunication & Data System-C | Furniture Dual ceiling data outlet (RJ45) | ECH | 709 | 240 | 170160 | SAR | SC_Supply/Apply
MOC HQ at Diriyah _K0005 |  | RFQ-00033 | Hussein Nabil | MEP (Electro Mechanical) | 2024-09-17 | Supply & Install MEP Items - Ground Floor | Approved | 13.11.10.10 - Telecommunication & Data System-A | Furniture Single data outlet (RJ45) | ECH | 365 | 122 | 3.01 | 367.22 | SC_Supply/Apply | سليمان محمد سليمان القرعاوي | 13.11.10.10 - Telecommunication & Data System-A | Furniture Single data outlet (RJ45) | ECH | 122 | 120 | 14640 | SAR | SC_Supply/Apply
MOC HQ at Diriyah _K0005 |  | RFQ-00033 | Hussein Nabil | MEP (Electro Mechanical) | 2024-09-17 | Supply & Install MEP Items - Ground Floor | Approved | 13.11.10.11 - Telecommunication & Data System-P | Wifi Access Point | ECH | 216 | 72 | 229.17 | 16500.24 | SC_Apply | سليمان محمد سليمان القرعاوي | 13.11.10.11 - Telecommunication & Data System-P | Wifi Access Point | ECH | 72 | 76.68 | 5520.96 | SAR | SC_Apply
MOC HQ at Diriyah _K0005 |  | RFQ-00033 | Hussein Nabil | MEP (Electro Mechanical) | 2024-09-17 | Supply & Install MEP Items - Ground Floor | Approved | 13.11.10.11 - Telecommunication & Data System-Q | IDF Rack | LS | 12 | 4 | 6655.1 | 26620.4 | SC_Apply | سليمان محمد سليمان القرعاوي | 13.11.10.11 - Telecommunication & Data System-Q | IDF Rack | LS | 4 | 4015.44 | 16061.76 | SAR | SC_Apply
MOC HQ at Diriyah _K0005 |  | RFQ-00033 | Hussein Nabil | MEP (Electro Mechanical) | 2024-09-17 | Supply & Install MEP Items - Ground Floor | Approved | 13.11.10.11 - Telecommunication & Data System-L | Dual RJ-45 data outlet | ECH | 365 | 122 | 0.22 | 26.84 | SC_Apply | سليمان محمد سليمان القرعاوي | 13.11.10.11 - Telecommunication & Data System-L | Dual RJ-45 data outlet | ECH | 122 | 52.7 | 6429.4 | SAR | SC_Apply
MOC HQ at Diriyah _K0005 |  | RFQ-00033 | Hussein Nabil | MEP (Electro Mechanical) | 2024-09-17 | Supply & Install MEP Items - Ground Floor | Approved | 13.11.10.11 - Telecommunication & Data System-M | WIFI outlet | ECH | 216 | 72 | 98.15 | 7066.8 | SC_Apply | سليمان محمد سليمان القرعاوي | 13.11.10.11 - Telecommunication & Data System-M | WIFI outlet | ECH | 72 | 52.7 | 3794.4 | SAR | SC_Apply
MOC HQ at Diriyah _K0005 |  | RFQ-00033 | Hussein Nabil | MEP (Electro Mechanical) | 2024-09-17 | Supply & Install MEP Items - Ground Floor | Approved | 13.11.10.11 - Telecommunication & Data System-J | Single data outlet (RJ45) | ECH | 357 | 119 | 2.24 | 266.56 | SC_Apply | سليمان محمد سليمان القرعاوي | 13.11.10.11 - Telecommunication & Data System-J | Single data outlet (RJ45) | ECH | 119 | 26.35 | 3135.65 | SAR | SC_Apply
MOC HQ at Diriyah _K0005 |  | RFQ-00033 | Hussein Nabil | MEP (Electro Mechanical) | 2024-09-17 | Supply & Install MEP Items - Ground Floor | Approved | 13.11.10.11 - Telecommunication & Data System-R | 1 2 Core Fiber Optic Cable for each IDF Rack | MTR | 2400 | 800 | 25 | 20000 | SC_Apply | سليمان محمد سليمان القرعاوي | 13.11.10.11 - Telecommunication & Data System-R | 1 2 Core Fiber Optic Cable for each IDF Rack | MTR | 800 | 16.11 | 12888 | SAR | SC_Apply
MOC HQ at Diriyah _K0005 |  | RFQ-00033 | Hussein Nabil | MEP (Electro Mechanical) | 2024-09-17 | Supply & Install MEP Items - Ground Floor | Approved | 13.11.12.10 - Security System-D | CEILING MOUNTED IP, COLOR DOME PTZ CAMERA WITH AUTO IRIS. | ECH | 10 | 3 | 1301.56 | 3904.68 | SC_Supply/Apply | سليمان محمد سليمان القرعاوي | 13.11.12.10 - Security System-D | CEILING MOUNTED IP, COLOR DOME PTZ CAMERA WITH AUTO IRIS. | ECH | 3 | 161.09 | 483.27 | SAR | SC_Supply/Apply
MOC HQ at Diriyah _K0005 |  | RFQ-00033 | Hussein Nabil | MEP (Electro Mechanical) | 2024-09-17 | Supply & Install MEP Items - Ground Floor | Approved | 13.11.12.11 - Security System-J | CEILING MOUNTED IP, COLOR DOME PTZ CAMERA WITH AUTO IRIS. | ECH | 10 | 3 | 780 | 2340 | SC_Apply | سليمان محمد سليمان القرعاوي | 13.11.12.11 - Security System-J | CEILING MOUNTED IP, COLOR DOME PTZ CAMERA WITH AUTO IRIS. | ECH | 3 | 108 | 324 | SAR | SC_Apply
MOC HQ at Diriyah _K0005 |  | RFQ-00033 | Hussein Nabil | MEP (Electro Mechanical) | 2024-09-17 | Supply & Install MEP Items - Ground Floor | Approved | 13.11.11.10 - Security System-A | Access Door system | ECH | 76 | 26 | 362.28 | 9419.28 | SC_Supply/Apply | سليمان محمد سليمان القرعاوي | 13.11.11.10 - Security System-A | Access Door system | ECH | 26 | 434.81 | 11305.06 | SAR | SC_Supply/Apply
MOC HQ at Diriyah _K0005 |  | RFQ-00033 | Hussein Nabil | MEP (Electro Mechanical) | 2024-09-17 | Supply & Install MEP Items - Ground Floor | Approved | 13.11.11.11 - Security System-G | Access Door system | ECH | 76 | 26 | 723.68 | 18815.68 | SC_Apply | سليمان محمد سليمان القرعاوي | 13.11.11.11 - Security System-G | Access Door system | ECH | 26 | 658.8 | 17128.8 | SAR | SC_Apply
MOC HQ at Diriyah _K0005 |  | RFQ-00033 | Hussein Nabil | MEP (Electro Mechanical) | 2024-09-17 | Supply & Install MEP Items - Ground Floor | Approved | 13.11.11.11 - Security System-H | Vistior Enterance and Management system | LS | 1 | 0.33 | 10000 | 3333.3 | SC_Apply | سليمان محمد سليمان القرعاوي | 13.11.11.11 - Security System-H | Vistior Enterance and Management system | LS | 0.33 | 1994 | 658.02 | SAR | SC_Apply
MOC HQ at Diriyah _K0005 |  | RFQ-00033 | Hussein Nabil | MEP (Electro Mechanical) | 2024-09-17 | Supply & Install MEP Items - Ground Floor | Approved | 13.11.12.10 - Security System-E | RFID ELECTRONIC LOCK WITHOUT AUTOMATIC DEAD BOLT. INSIDE LEVER OR KNOB IS ALWAYS FREE FOR IMMEDIATE EGRESS | ECH | 43 | 14 | 197.91 | 2770.74 | SC_Supply/Apply | سليمان محمد سليمان القرعاوي | 13.11.12.10 - Security System-E | RFID ELECTRONIC LOCK WITHOUT AUTOMATIC DEAD BOLT. INSIDE LEVER OR KNOB IS ALWAYS FREE FOR IMMEDIATE EGRESS | ECH | 14 | 161.09 | 2255.26 | SAR | SC_Supply/Apply
MOC HQ at Diriyah _K0005 |  | RFQ-00033 | Hussein Nabil | MEP (Electro Mechanical) | 2024-09-17 | Supply & Install MEP Items - Ground Floor | Approved | 13.11.12.11 - Security System-K | RFID ELECTRONIC LOCK WITHOUT AUTOMATIC DEAD BOLT. INSIDE LEVER OR KNOB IS ALWAYS FREE FOR IMMEDIATE EGRESS | ECH | 43 | 14 | 118.6 | 1660.4 | SC_Apply | سليمان محمد سليمان القرعاوي | 13.11.12.11 - Security System-K | RFID ELECTRONIC LOCK WITHOUT AUTOMATIC DEAD BOLT. INSIDE LEVER OR KNOB IS ALWAYS FREE FOR IMMEDIATE EGRESS | ECH | 14 | 108 | 1512 | SAR | SC_Apply
MOC HQ at Diriyah _K0005 |  | RFQ-00033 | Hussein Nabil | MEP (Electro Mechanical) | 2024-09-17 | Supply & Install MEP Items - Ground Floor | Approved | 13.11.11.10 - Security System-B | Vistior Enterance and Management system | LS | 1 | 0.33 | 6200 | 2066.65 | SC_Supply/Apply | سليمان محمد سليمان القرعاوي | 13.11.11.10 - Security System-B | Vistior Enterance and Management system | LS | 0.33 | 1317.6 | 434.81 | SAR | SC_Supply/Apply
MOC HQ at Diriyah _K0005 |  | RFQ-00033 | Hussein Nabil | MEP (Electro Mechanical) | 2024-09-17 | Supply & Install MEP Items - Ground Floor | Approved | 13.11.12.11 - Security System-I | Indoor camera, 2MP | ECH | 299 | 100 | 88.29 | 8829 | SC_Apply | سليمان محمد سليمان القرعاوي | 13.11.12.11 - Security System-I | Indoor camera, 2MP | ECH | 100 | 108 | 10800 | SAR | SC_Apply
MOC HQ at Diriyah _K0005 |  | RFQ-00033 | Hussein Nabil | MEP (Electro Mechanical) | 2024-09-17 | Supply & Install MEP Items - Ground Floor | Approved | 13.11.12.10 - Security System-C | Indoor camera, 2MP | ECH | 299 | 100 | 147.33 | 14733 | MAT_Raw | سليمان محمد سليمان القرعاوي | 13.11.12.10 - Security System-C | Indoor camera, 2MP | ECH | 100 | 161.09 | 16109 | SAR | MAT_Raw
Damietta Container Terminal-Infra & Bldgs _0216 |  | RFQ-00030 | Ahmed Adel | MEP (Electro Mechanical) | 2024-09-19 | HDPE PIPES - FIRE NETWORK | Approved | 10.16 - Infrastrucure-FIRE FIGHTING-15310-5.5.1 | Ø 110 mm | MTR | 1370 | 1296 | 24.51 | 31764.96 | MAT_Raw | AlMunif PIPE | 10.16 - Infrastrucure-FIRE FIGHTING-15310-5.5.1 | Ø 110 mm | MTR | 1296 | 11.69 | 15150.24 | USD | MAT_Raw
Damietta Container Terminal-Infra & Bldgs _0216 |  | RFQ-00030 | Ahmed Adel | MEP (Electro Mechanical) | 2024-09-19 | HDPE PIPES - FIRE NETWORK | Approved | 10.16 - Infrastrucure-FIRE FIGHTING-15310-5.5.2 | Ø 160 mm | MTR | 235 | 216 | 39.86 | 8609.76 | MAT_Raw | AlMunif PIPE | 10.16 - Infrastrucure-FIRE FIGHTING-15310-5.5.2 | Ø 160 mm | MTR | 216 | 22.81 | 4926.96 | USD | MAT_Raw
Damietta Container Terminal-Infra & Bldgs _0216 |  | RFQ-00030 | Ahmed Adel | MEP (Electro Mechanical) | 2024-09-19 | HDPE PIPES - FIRE NETWORK | Approved | 10.16 - Infrastrucure-FIRE FIGHTING-15310-5.5.3 | Ø 200 mm | MTR | 20 | 12 | 56.19 | 674.28 | MAT_Raw | AlMunif PIPE | 10.16 - Infrastrucure-FIRE FIGHTING-15310-5.5.3 | Ø 200 mm | MTR | 12 | 80.08 | 960.96 | USD | MAT_Raw
Damietta Container Terminal-Infra & Bldgs _0216 |  | RFQ-00030 | Ahmed Adel | MEP (Electro Mechanical) | 2024-09-19 | HDPE PIPES - FIRE NETWORK | Approved | 10.16 - Infrastrucure-FIRE FIGHTING-15310-5.5.4 | Ø 250 mm | MTR | 2900 | 2748 | 83.21 | 228661.08 | MAT_Raw | AlMunif PIPE | 10.16 - Infrastrucure-FIRE FIGHTING-15310-5.5.4 | Ø 250 mm | MTR | 2748 | 36.01 | 98955.48 | USD | MAT_Raw
Damietta Container Terminal-Infra & Bldgs _0216 |  | RFQ-00030 | Ahmed Adel | MEP (Electro Mechanical) | 2024-09-19 | HDPE PIPES - FIRE NETWORK | Approved | 10.16 - Infrastrucure-FIRE FIGHTING-15310-5.5.5 | Ø 300 mm | MTR | 12200 | 11580 | 128.26 | 1485250.8 | MAT_Raw | AlMunif PIPE | 10.16 - Infrastrucure-FIRE FIGHTING-15310-5.5.5 | Ø 300 mm | MTR | 11580 | 70.11 | 811873.8 | USD | MAT_Raw
Damietta Container Terminal-Infra & Bldgs _0216 |  | RFQ-00030 | Ahmed Adel | MEP (Electro Mechanical) | 2024-09-19 | HDPE PIPES - FIRE NETWORK | Approved | 10.16 - Infrastrucure-FIRE FIGHTING-15310-5.5.6 | Ø 350 mm Supply and install galvanized steel pipe for fire pump connection and in trenches as required by the manufacturer of Fire Pump System, including all accessories and flanges to connect with HDPE pielines | MTR | 400 | 372 | 159.53 | 59345.16 | MAT_Raw | AlMunif PIPE | 10.16 - Infrastrucure-FIRE FIGHTING-15310-5.5.6 | Ø 350 mm Supply and install galvanized steel pipe for fire pump connection and in trenches as required by the manufacturer of Fire Pump System, including all accessories and flanges to connect with HDPE pielines | MTR | 372 | 76.77 | 28558.44 | USD | MAT_Raw
Damietta Container Terminal-Infra & Bldgs _0216 |  | RFQ-00030 | Ahmed Adel | MEP (Electro Mechanical) | 2024-09-19 | HDPE PIPES - FIRE NETWORK | Approved | 10.16 - Infrastrucure-FIRE FIGHTING-15310-5.5.1 - 5.5.6 | Total | LS | 1 | 0.5 | 384007.4 | 192003.7 | MAT_Misc | AlMunif PIPE | 10.16 - Infrastrucure-FIRE FIGHTING-15310-5.5.1 - 5.5.6 | Total | LS | 0.5 | 527415 | 263707.5 | USD | MAT_Misc
Qasr Rashwan Lot A _0207 |  | RFQ-00061 | Mostafa Shourbagi | MEP (Electro Mechanical) | 2024-09-29 | UPVC Pipes & Short Pieces | Approved | 13.10 - 4. Khulusi.Khulusi-BILL NO. 1: SEWAGE NETWORK-1.1.1-d.1 | Ditto, depth to invert between 2.51 m and 3.50 m | MTR | 300 | 300 | 266.25 | 79875 | MAT_Misc | ووتر بايب تكنولوجى | 13.10 - 4. Khulusi.Khulusi-BILL NO. 1: SEWAGE NETWORK-1.1.1-d.1 | Ditto, depth to invert between 2.51 m and 3.50 m | MTR | 300 | 123.05 | 36915 | EGP | MAT_Misc
Qasr Rashwan Lot A _0207 |  | RFQ-00061 | Mostafa Shourbagi | MEP (Electro Mechanical) | 2024-09-29 | UPVC Pipes & Short Pieces | Approved | 11.10 - 2. Murad Al Gendy.Murad Al Gendy W Al Sanahra-BILL NO. 1: SEWAGE NETWORK-1.1.1-e.2 | Ditto, depth to invert between 3.51 m and 4.50 m | MTR | 325 | 300 | 545.39 | 163617 | MAT_Misc | ووتر بايب تكنولوجى | 11.10 - 2. Murad Al Gendy.Murad Al Gendy W Al Sanahra-BILL NO. 1: SEWAGE NETWORK-1.1.1-e.2 | Ditto, depth to invert between 3.51 m and 4.50 m | MTR | 300 | 161.55 | 48465 | EGP | MAT_Misc
Qasr Rashwan Lot A _0207 |  | RFQ-00061 | Mostafa Shourbagi | MEP (Electro Mechanical) | 2024-09-29 | UPVC Pipes & Short Pieces | Approved | 12.10 - 3. Manshya fanous.Mansheya Fanous-BILL NO. 1: SEWAGE NETWORK-1.1.1-e.2 | Ditto, depth to invert between 3.51 m and 4.50 m | MTR | 285 | 132 | 353.13 | 46613.16 | MAT_Misc | ووتر بايب تكنولوجى | 12.10 - 3. Manshya fanous.Mansheya Fanous-BILL NO. 1: SEWAGE NETWORK-1.1.1-e.2 | Ditto, depth to invert between 3.51 m and 4.50 m | MTR | 132 | 128.23 | 16926.36 | EGP | MAT_Misc
Qasr Rashwan Lot A _0207 |  | RFQ-00061 | Mostafa Shourbagi | MEP (Electro Mechanical) | 2024-09-29 | UPVC Pipes & Short Pieces | Approved | 10.10 - 1. Saad Al Rouby.Saad Al Rouby-BILL NO. 1: SEWAGE NETWORK-1.1.1-b.1 | Depth to invert not exceeding 1.5 m | MTR | 2450 | 1550 | 89.12 | 138136 | MAT_Misc | ووتر بايب تكنولوجى | 10.10 - 1. Saad Al Rouby.Saad Al Rouby-BILL NO. 1: SEWAGE NETWORK-1.1.1-b.1 | Depth to invert not exceeding 1.5 m | MTR | 1550 | 17.34 | 26877 | EGP | MAT_Misc
Qasr Rashwan Lot A _0207 |  | RFQ-00061 | Mostafa Shourbagi | MEP (Electro Mechanical) | 2024-09-29 | UPVC Pipes & Short Pieces | Approved | 12.10 - 3. Manshya fanous.Mansheya Fanous-BILL NO. 1: SEWAGE NETWORK-1.1.1-b.1 | Depth to invert not exceeding 1.5 m | MTR | 4450 | 4450 | 89.12 | 396584 | MAT_Misc | ووتر بايب تكنولوجى | 12.10 - 3. Manshya fanous.Mansheya Fanous-BILL NO. 1: SEWAGE NETWORK-1.1.1-b.1 | Depth to invert not exceeding 1.5 m | MTR | 4450 | 17.34 | 77163 | EGP | MAT_Misc
Qasr Rashwan Lot A _0207 |  | RFQ-00061 | Mostafa Shourbagi | MEP (Electro Mechanical) | 2024-09-29 | UPVC Pipes & Short Pieces | Approved | 10.10 - 1. Saad Al Rouby.Saad Al Rouby-BILL NO. 1: SEWAGE NETWORK-1.1.1-d.1 | Ditto, depth to invert between 1.51 m and 2.50 m | MTR | 490 | 490 | 687.49 | 336870.1 | MAT_Misc | ووتر بايب تكنولوجى | 10.10 - 1. Saad Al Rouby.Saad Al Rouby-BILL NO. 1: SEWAGE NETWORK-1.1.1-d.1 | Ditto, depth to invert between 1.51 m and 2.50 m | MTR | 490 | 196.14 | 96108.6 | EGP | MAT_Misc
Qasr Rashwan Lot A _0207 |  | RFQ-00061 | Mostafa Shourbagi | MEP (Electro Mechanical) | 2024-09-29 | UPVC Pipes & Short Pieces | Approved | 10.10 - 1. Saad Al Rouby.Saad Al Rouby-BILL NO. 1: SEWAGE NETWORK-1.1.1-d.2 | Ditto, depth to invert between 2.51 m and 3.50 m | MTR | 350 | 314 | 687.49 | 215871.86 | MAT_Misc | ووتر بايب تكنولوجى | 10.10 - 1. Saad Al Rouby.Saad Al Rouby-BILL NO. 1: SEWAGE NETWORK-1.1.1-d.2 | Ditto, depth to invert between 2.51 m and 3.50 m | MTR | 314 | 196.14 | 61587.96 | EGP | MAT_Misc
Mivida BP#189 |  | RFQ-00138 | Mostafa Shourbagi | MEP (Electro Mechanical) | 2024-09-17 | M.V. Access. | Approved | 162600.POs | PR 100137- MV cables accessories | LS | 1 | 1 | 66500 | 66500 | SC_Supply | El Helal | 162600.POs | PR 100137- MV cables accessories | LS | 1 | 106336.92 | 106336.92 | EGP | SC_Supply
Damietta Container Terminal-Infra & Bldgs _0216 |  | RFQ-00038 | Ahmed Adel | MEP (Electro Mechanical) | 2024-09-30 | DUCT BANK SLEEVES - PLUMBING NETWORK | Approved | Total | UPVC Pipe 32 mm Pn 6 , Grey Color | ECH | 36 | 36 | 0 | 0 | MAT_Raw | Roxy | Total | UPVC Pipe 32 mm Pn 6 , Grey Color | ECH | 36 | 23.15 | 833.4 | EGP | MAT_Raw
Damietta Container Terminal-Infra & Bldgs _0216 |  | RFQ-00038 | Ahmed Adel | MEP (Electro Mechanical) | 2024-09-30 | DUCT BANK SLEEVES - PLUMBING NETWORK | Approved | Total | UPVC Pipe 110 mm Pn 6 , Grey Color | ECH | 24 | 24 | 0 | 0 | MAT_Raw | Roxy | Total | UPVC Pipe 110 mm Pn 6 , Grey Color | ECH | 24 | 83.44 | 2002.56 | EGP | MAT_Raw
Damietta Container Terminal-Infra & Bldgs _0216 |  | RFQ-00038 | Ahmed Adel | MEP (Electro Mechanical) | 2024-09-30 | DUCT BANK SLEEVES - PLUMBING NETWORK | Approved | Total | UPVC Pipe 160 mm Pn 6 , Grey Color | ECH | 60 | 60 | 0 | 0 | MAT_Raw | Roxy | Total | UPVC Pipe 160 mm Pn 6 , Grey Color | ECH | 60 | 175 | 10500 | EGP | MAT_Raw
Damietta Container Terminal-Infra & Bldgs _0216 |  | RFQ-00038 | Ahmed Adel | MEP (Electro Mechanical) | 2024-09-30 | DUCT BANK SLEEVES - PLUMBING NETWORK | Approved | Total | UPVC Pipe 200 mm Pn 6 , Grey Color | ECH | 24 | 24 | 0 | 0 | MAT_Raw | Roxy | Total | UPVC Pipe 200 mm Pn 6 , Grey Color | ECH | 24 | 273.21 | 6557.04 | EGP | MAT_Raw
Damietta Container Terminal-Infra & Bldgs _0216 |  | RFQ-00038 | Ahmed Adel | MEP (Electro Mechanical) | 2024-09-30 | DUCT BANK SLEEVES - PLUMBING NETWORK | Approved | Total | UPVC Pipe 315 mm Pn 6 , Grey Color | ECH | 24 | 24 | 0 | 0 | MAT_Raw | Roxy | Total | UPVC Pipe 315 mm Pn 6 , Grey Color | ECH | 24 | 671.6 | 16118.4 | EGP | MAT_Raw
Damietta Container Terminal-Infra & Bldgs _0216 |  | RFQ-00038 | Ahmed Adel | MEP (Electro Mechanical) | 2024-09-30 | DUCT BANK SLEEVES - PLUMBING NETWORK | Approved | Total | UPVC Pipe 355 mm Pn 6 , Grey Color | ECH | 60 | 60 | 0 | 0 | MAT_Raw | Roxy | Total | UPVC Pipe 355 mm Pn 6 , Grey Color | ECH | 60 | 840.9 | 50454 | EGP | MAT_Raw
Damietta Container Terminal-Infra & Bldgs _0216 |  | RFQ-00038 | Ahmed Adel | MEP (Electro Mechanical) | 2024-09-30 | DUCT BANK SLEEVES - PLUMBING NETWORK | Approved | Total | UPVC Pipe 400 mm Pn 6 , Grey Color | ECH | 18 | 18 | 0 | 0 | MAT_Raw | Roxy | Total | UPVC Pipe 400 mm Pn 6 , Grey Color | ECH | 18 | 1073.51 | 19323.18 | EGP | MAT_Raw
Damietta Container Terminal-Infra & Bldgs _0216 |  | RFQ-00038 | Ahmed Adel | MEP (Electro Mechanical) | 2024-09-30 | DUCT BANK SLEEVES - PLUMBING NETWORK | Approved | Total | UPVC Pipe 450 mm Pn 6 , Grey Color | ECH | 24 | 24 | 0 | 0 | MAT_Raw | Roxy | Total | UPVC Pipe 450 mm Pn 6 , Grey Color | ECH | 24 | 1363.51 | 32724.24 | EGP | MAT_Raw
Damietta Container Terminal-Infra & Bldgs _0216 |  | RFQ-00028 | Ahmed Sameh | MEP (Electro Mechanical) | 2024-09-18 | generator set | Approved | 11.14.12 - Building Package-Dangerous Goods Area -16110-2.12.1 | Supply, Installating and testing of a complete 300 kVA Diesel LV emergency power generation system with ancillary equipment including bulk storage tank, fuel day tank, control panel, fuel transfer equipment, interconnecting cabling and pipe work necessary for the proper functioning of the installation all mechanical and electrical AQxiliaries. | ECH | 2 | 2 | 77782.26 | 155564.52 | SC_Supply/Apply | Teckman Free zone | 11.14.12 - Building Package-Dangerous Goods Area -16110-2.12.1 | Supply, Installating and testing of a complete 300 kVA Diesel LV emergency power generation system with ancillary equipment including bulk storage tank, fuel day tank, control panel, fuel transfer equipment, interconnecting cabling and pipe work necessary for the proper functioning of the installation all mechanical and electrical AQxiliaries. | ECH | 2 | 51500 | 103000 | USD | SC_Supply/Apply
MOC HQ at Diriyah _K0005 |  | RFQ-00033 | Hussein Nabil | MEP (Electro Mechanical) | 2024-09-17 | Supply & Install MEP Items - Ground Floor | Approved | 13.11.15.11 - FIRE ALARM AND VOICE EVACUATION SYSTEM-P | Smoke detector | ECH | 973 | 325 | 115.31 | 37475.75 | SC_Apply | سليمان محمد سليمان القرعاوي | 13.11.15.11 - FIRE ALARM AND VOICE EVACUATION SYSTEM-P | Smoke detector | ECH | 325 | 54 | 17550 | SAR | SC_Apply
MOC HQ at Diriyah _K0005 |  | RFQ-00033 | Hussein Nabil | MEP (Electro Mechanical) | 2024-09-17 | Supply & Install MEP Items - Ground Floor | Approved | 13.11.15.11 - FIRE ALARM AND VOICE EVACUATION SYSTEM-R | Duct smoke detector | ECH | 30 | 10 | 88 | 880 | SC_Apply | سليمان محمد سليمان القرعاوي | 13.11.15.11 - FIRE ALARM AND VOICE EVACUATION SYSTEM-R | Duct smoke detector | ECH | 10 | 54 | 540 | SAR | SC_Apply
MOC HQ at Diriyah _K0005 |  | RFQ-00033 | Hussein Nabil | MEP (Electro Mechanical) | 2024-09-17 | Supply & Install MEP Items - Ground Floor | Approved | 13.11.15.10 - FIRE ALARM AND VOICE EVACUATION SYSTEM-A | Smoke detector - point | ECH | 973 | 325 | 699.38 | 227298.5 | SC_Supply/Apply | سليمان محمد سليمان القرعاوي | 13.11.15.10 - FIRE ALARM AND VOICE EVACUATION SYSTEM-A | Smoke detector - point | ECH | 325 | 339.94 | 110480.5 | SAR | SC_Supply/Apply
MOC HQ at Diriyah _K0005 |  | RFQ-00033 | Hussein Nabil | MEP (Electro Mechanical) | 2024-09-17 | Supply & Install MEP Items - Ground Floor | Approved | 13.11.15.10 - FIRE ALARM AND VOICE EVACUATION SYSTEM-C | Duct smoke detector - point | ECH | 30 | 10 | 533.72 | 5337.2 | SC_Supply/Apply | سليمان محمد سليمان القرعاوي | 13.11.15.10 - FIRE ALARM AND VOICE EVACUATION SYSTEM-C | Duct smoke detector - point | ECH | 10 | 339.94 | 3399.4 | SAR | SC_Supply/Apply
MOC HQ at Diriyah _K0005 |  | RFQ-00033 | Hussein Nabil | MEP (Electro Mechanical) | 2024-09-17 | Supply & Install MEP Items - Ground Floor | Approved | 13.11.15.10 - FIRE ALARM AND VOICE EVACUATION SYSTEM-D | Heat detector - point | ECH | 19 | 7 | 689.49 | 4826.43 | SC_Supply/Apply | سليمان محمد سليمان القرعاوي | 13.11.15.10 - FIRE ALARM AND VOICE EVACUATION SYSTEM-D | Heat detector - point | ECH | 7 | 339.94 | 2379.58 | SAR | SC_Supply/Apply
MOC HQ at Diriyah _K0005 |  | RFQ-00033 | Hussein Nabil | MEP (Electro Mechanical) | 2024-09-17 | Supply & Install MEP Items - Ground Floor | Approved | 13.11.15.10 - FIRE ALARM AND VOICE EVACUATION SYSTEM-E | Manual call point - point | ECH | 28 | 9 | 1715.53 | 15439.77 | SC_Supply/Apply | سليمان محمد سليمان القرعاوي | 13.11.15.10 - FIRE ALARM AND VOICE EVACUATION SYSTEM-E | Manual call point - point | ECH | 9 | 339.94 | 3059.46 | SAR | SC_Supply/Apply
MOC HQ at Diriyah _K0005 |  | RFQ-00033 | Hussein Nabil | MEP (Electro Mechanical) | 2024-09-17 | Supply & Install MEP Items - Ground Floor | Approved | 13.11.15.11 - FIRE ALARM AND VOICE EVACUATION SYSTEM-W | Monitor Module ( Dual input ) | ECH | 11 | 4 | 1212.88 | 4851.52 | SC_Apply | سليمان محمد سليمان القرعاوي | 13.11.15.11 - FIRE ALARM AND VOICE EVACUATION SYSTEM-W | Monitor Module ( Dual input ) | ECH | 4 | 54 | 216 | SAR | SC_Apply
MOC HQ at Diriyah _K0005 |  | RFQ-00033 | Hussein Nabil | MEP (Electro Mechanical) | 2024-09-17 | Supply & Install MEP Items - Ground Floor | Approved | 13.11.15.11 - FIRE ALARM AND VOICE EVACUATION SYSTEM-T | Manual call point | ECH | 28 | 9 | 282.86 | 2545.74 | SC_Apply | سليمان محمد سليمان القرعاوي | 13.11.15.11 - FIRE ALARM AND VOICE EVACUATION SYSTEM-T | Manual call point | ECH | 9 | 54 | 486 | SAR | SC_Apply
MOC HQ at Diriyah _K0005 |  | RFQ-00033 | Hussein Nabil | MEP (Electro Mechanical) | 2024-09-17 | Supply & Install MEP Items - Ground Floor | Approved | 13.11.15.10 - FIRE ALARM AND VOICE EVACUATION SYSTEM-G | Monitor Module | ECH | 23 | 8 | 2626.41 | 21011.28 | SC_Supply/Apply | سليمان محمد سليمان القرعاوي | 13.11.15.10 - FIRE ALARM AND VOICE EVACUATION SYSTEM-G | Monitor Module | ECH | 8 | 339.94 | 2719.52 | SAR | SC_Supply/Apply
MOC HQ at Diriyah _K0005 |  | RFQ-00033 | Hussein Nabil | MEP (Electro Mechanical) | 2024-09-17 | Supply & Install MEP Items - Ground Floor | Approved | 13.11.15.11 - FIRE ALARM AND VOICE EVACUATION SYSTEM-V | Monitor Module | ECH | 23 | 8 | 433.04 | 3464.32 | SC_Apply | سليمان محمد سليمان القرعاوي | 13.11.15.11 - FIRE ALARM AND VOICE EVACUATION SYSTEM-V | Monitor Module | ECH | 8 | 54 | 432 | SAR | SC_Apply
MOC HQ at Diriyah _K0005 |  | RFQ-00033 | Hussein Nabil | MEP (Electro Mechanical) | 2024-09-17 | Supply & Install MEP Items - Ground Floor | Approved | 13.11.15.10 - FIRE ALARM AND VOICE EVACUATION SYSTEM-H | Monitor Module ( Dual input ) | ECH | 11 | 4 | 7476.49 | 29905.96 | SC_Supply/Apply | سليمان محمد سليمان القرعاوي | 13.11.15.10 - FIRE ALARM AND VOICE EVACUATION SYSTEM-H | Monitor Module ( Dual input ) | ECH | 4 | 339.94 | 1359.76 | SAR | SC_Supply/Apply
MOC HQ at Diriyah _K0005 |  | RFQ-00033 | Hussein Nabil | MEP (Electro Mechanical) | 2024-09-17 | Supply & Install MEP Items - Ground Floor | Approved | 13.11.15.10 - FIRE ALARM AND VOICE EVACUATION SYSTEM-K | Control Module | ECH | 31 | 10 | 11128.29 | 111282.9 | SC_Supply/Apply | سليمان محمد سليمان القرعاوي | 13.11.15.10 - FIRE ALARM AND VOICE EVACUATION SYSTEM-K | Control Module | ECH | 10 | 339.94 | 3399.4 | SAR | SC_Supply/Apply
MOC HQ at Diriyah _K0005 |  | RFQ-00033 | Hussein Nabil | MEP (Electro Mechanical) | 2024-09-17 | Supply & Install MEP Items - Ground Floor | Approved | 13.11.15.11 - FIRE ALARM AND VOICE EVACUATION SYSTEM-X | Control Module | ECH | 31 | 10 | 1834.84 | 18348.4 | SC_Apply | سليمان محمد سليمان القرعاوي | 13.11.15.11 - FIRE ALARM AND VOICE EVACUATION SYSTEM-X | Control Module | ECH | 10 | 54 | 540 | SAR | SC_Apply
MOC HQ at Diriyah _K0005 |  | RFQ-00033 | Hussein Nabil | MEP (Electro Mechanical) | 2024-09-17 | Supply & Install MEP Items - Ground Floor | Approved | 13.11.15.11 - FIRE ALARM AND VOICE EVACUATION SYSTEM-S | Heat detector | ECH | 19 | 7 | 113.68 | 795.76 | SC_Apply | سليمان محمد سليمان القرعاوي | 13.11.15.11 - FIRE ALARM AND VOICE EVACUATION SYSTEM-S | Heat detector | ECH | 7 | 54 | 378 | SAR | SC_Apply
MOC HQ at Diriyah _K0005 |  | RFQ-00033 | Hussein Nabil | MEP (Electro Mechanical) | 2024-09-17 | Supply & Install MEP Items - Ground Floor | Approved | 13.11.16.10 - Voice Evacuation System-B | Ceiling mounted speaker - point | ECH | 296 | 99 | 2711.65 | 268453.35 | SC_Supply/Apply | سليمان محمد سليمان القرعاوي | 13.11.16.10 - Voice Evacuation System-B | Ceiling mounted speaker - point | ECH | 99 | 367.61 | 36393.39 | SAR | SC_Supply/Apply
MOC HQ at Diriyah _K0005 |  | RFQ-00033 | Hussein Nabil | MEP (Electro Mechanical) | 2024-09-17 | Supply & Install MEP Items - Ground Floor | Approved | 13.11.16.11 - Voice Evacuation System-D | Ceiling mounted speaker | ECH | 296 | 99 | 249.73 | 24723.27 | SC_Apply | سليمان محمد سليمان القرعاوي | 13.11.16.11 - Voice Evacuation System-D | Ceiling mounted speaker | ECH | 99 | 54 | 5346 | SAR | SC_Apply
MOC HQ at Diriyah _K0005 |  | RFQ-00033 | Hussein Nabil | MEP (Electro Mechanical) | 2024-09-17 | Supply & Install MEP Items - Ground Floor | Approved | 13.11.16.10 - Voice Evacuation System-C | VOICE EVACUATION AMPLIFIER | ECH | 11 | 4 | 44.06 | 176.24 | SC_Supply/Apply | سليمان محمد سليمان القرعاوي | 13.11.16.10 - Voice Evacuation System-C | VOICE EVACUATION AMPLIFIER | ECH | 4 | 375.88 | 1503.52 | SAR | SC_Supply/Apply
MOC HQ at Diriyah _K0005 |  | RFQ-00033 | Hussein Nabil | MEP (Electro Mechanical) | 2024-09-17 | Supply & Install MEP Items - Ground Floor | Approved | 13.11.16.10 - Voice Evacuation System-C | VOICE EVACUATION AMPLIFIER | ECH | 11 | 4 | 44.06 | 176.24 | SC_Supply/Apply | سليمان محمد سليمان القرعاوي | 13.11.16.10 - Voice Evacuation System-C | VOICE EVACUATION AMPLIFIER | ECH | 4 | 375.88 | 1503.52 | SAR | SC_Supply/Apply
MOC HQ at Diriyah _K0005 |  | RFQ-00033 | Hussein Nabil | MEP (Electro Mechanical) | 2024-09-17 | Supply & Install MEP Items - Ground Floor | Approved | 13.11.16.10 - Voice Evacuation System-C | VOICE EVACUATION AMPLIFIER | ECH | 392 | 131 | 44.06 | 5771.86 | SC_Supply/Apply | سليمان محمد سليمان القرعاوي | 13.11.16.10 - Voice Evacuation System-C | VOICE EVACUATION AMPLIFIER | ECH | 131 | 375.88 | 49240.28 | SAR | SC_Supply/Apply
MOC HQ at Diriyah _K0005 |  | RFQ-00033 | Hussein Nabil | MEP (Electro Mechanical) | 2024-09-17 | Supply & Install MEP Items - Ground Floor | Approved | 13.11.16.11 - Voice Evacuation System-E | VOICE EVACUATION AMPLIFIER | ECH | 11 | 4 | 4.06 | 16.24 | SC_Apply | سليمان محمد سليمان القرعاوي | 13.11.16.11 - Voice Evacuation System-E | VOICE EVACUATION AMPLIFIER | ECH | 4 | 65.88 | 263.52 | SAR | SC_Apply
MOC HQ at Diriyah _K0005 |  | RFQ-00033 | Hussein Nabil | MEP (Electro Mechanical) | 2024-09-17 | Supply & Install MEP Items - Ground Floor | Approved | 13.11.16.11 - Voice Evacuation System-E | BOOSTER POWER SUPPLY 10A | ECH | 11 | 4 | 4.06 | 16.24 | SC_Apply | سليمان محمد سليمان القرعاوي | 13.11.16.11 - Voice Evacuation System-E | BOOSTER POWER SUPPLY 10A | ECH | 4 | 65.88 | 263.52 | SAR | SC_Apply
MOC HQ at Diriyah _K0005 |  | RFQ-00033 | Hussein Nabil | MEP (Electro Mechanical) | 2024-09-17 | Supply & Install MEP Items - Ground Floor | Approved | 13.11.16.11 - Voice Evacuation System-E | RECESSED/SURFACE MOUNTED VOICE EVACUATION SPEAKER WITH INTEGRATED STROBE LIGHT X CD (15 CD UNLESS OTHERWISE MENTIONED ON DRAWINGS), MULTI-TAP WITH 0.5 WATTS TO 6 WATTS UNLESS OTHERWISE NOTED | ECH | 392 | 131 | 4.06 | 531.86 | SC_Apply | سليمان محمد سليمان القرعاوي | 13.11.16.11 - Voice Evacuation System-E | RECESSED/SURFACE MOUNTED VOICE EVACUATION SPEAKER WITH INTEGRATED STROBE LIGHT X CD (15 CD UNLESS OTHERWISE MENTIONED ON DRAWINGS), MULTI-TAP WITH 0.5 WATTS TO 6 WATTS UNLESS OTHERWISE NOTED | ECH | 131 | 54 | 7074 | SAR | SC_Apply
MOC HQ at Diriyah _K0005 |  | RFQ-00033 | Hussein Nabil | MEP (Electro Mechanical) | 2024-09-17 | Supply & Install MEP Items - Ground Floor | Approved | 12.12 - Thermostats-91 | TH | ECH | 621 | 207 | 3.11 | 643.77 | SC_Apply | سليمان محمد سليمان القرعاوي | 12.12 - Thermostats-91 | TH | ECH | 207 | 122 | 25254 | SAR | SC_Apply
MOC HQ at Diriyah _K0005 |  | RFQ-00033 | Hussein Nabil | MEP (Electro Mechanical) | 2024-09-17 | Supply & Install MEP Items - Ground Floor | Approved | 13.11.10.10 - Telecommunication & Data System-F | Projector Data outlet - point | ECH | 2 | 2 | 755.43 | 1510.86 | SC_Supply/Apply | سليمان محمد سليمان القرعاوي | 13.11.10.10 - Telecommunication & Data System-F | Projector Data outlet - point | ECH | 2 | 120 | 240 | SAR | SC_Supply/Apply
MOC HQ at Diriyah _K0005 |  | RFQ-00033 | Hussein Nabil | MEP (Electro Mechanical) | 2024-09-17 | Supply & Install MEP Items - Ground Floor | Approved | 12.12 - Supply linear slot diffusers - type S.L.S.D.-108 | S.L.S.D. 2 slots (25mm), L=2.0m | ECH | 75 | 25 | 244.8 | 6120 | SC_Supply/Apply | سليمان محمد سليمان القرعاوي | 12.12 - Supply linear slot diffusers - type S.L.S.D.-108 | S.L.S.D. 2 slots (25mm), L=2.0m | ECH | 25 | 493 | 12325 | SAR | SC_Supply/Apply
MOC HQ at Diriyah _K0005 |  | RFQ-00033 | Hussein Nabil | MEP (Electro Mechanical) | 2024-09-17 | Supply & Install MEP Items - Ground Floor | Approved | 12.12 - Supply linear slot diffusers - type S.L.S.D.-109 | S.L.S.D. 2 slots (25mm), L=3.0m | ECH | 22 | 8 | 220.23 | 1761.84 | SC_Supply/Apply | سليمان محمد سليمان القرعاوي | 12.12 - Supply linear slot diffusers - type S.L.S.D.-109 | S.L.S.D. 2 slots (25mm), L=3.0m | ECH | 8 | 738 | 5904 | SAR | SC_Supply/Apply
MOC HQ at Diriyah _K0005 |  | RFQ-00033 | Hussein Nabil | MEP (Electro Mechanical) | 2024-09-17 | Supply & Install MEP Items - Ground Floor | Approved | 12.12 - Supply linear slot diffusers - type S.L.S.D.-110 | S.L.S.D. 2 slots (25mm), L=4.0m | ECH | 30 | 10 | 277.5 | 2775 | SC_Supply/Apply | سليمان محمد سليمان القرعاوي | 12.12 - Supply linear slot diffusers - type S.L.S.D.-110 | S.L.S.D. 2 slots (25mm), L=4.0m | ECH | 10 | 984 | 9840 | SAR | SC_Supply/Apply
MOC HQ at Diriyah _K0005 |  | RFQ-00033 | Hussein Nabil | MEP (Electro Mechanical) | 2024-09-17 | Supply & Install MEP Items - Ground Floor | Approved | 13.11.10.11 - Telecommunication & Data System-N | Projector Data outlet - point | ECH | 2 | 2 | 550 | 1100 | SC_Apply | سليمان محمد سليمان القرعاوي | 13.11.10.11 - Telecommunication & Data System-N | Projector Data outlet - point | ECH | 2 | 88.56 | 177.12 | SAR | SC_Apply
MOC HQ at Diriyah _K0005 |  | RFQ-00033 | Hussein Nabil | MEP (Electro Mechanical) | 2024-09-17 | Supply & Install MEP Items - Ground Floor | Approved | 13.10.20.10 - CENTRAL BATTERY EMERGENCY LIGHTING SYSTEM -A | CBS Capacity (20KVA) | LS | 1 | 1 | 95962.4 | 95962.4 | SC_Apply | سليمان محمد سليمان القرعاوي | 13.10.20.10 - CENTRAL BATTERY EMERGENCY LIGHTING SYSTEM -A | CBS Capacity (20KVA) | LS | 1 | 9635.76 | 9635.76 | SAR | SC_Apply
MOC HQ at Diriyah _K0005 |  | RFQ-00033 | Hussein Nabil | MEP (Electro Mechanical) | 2024-09-17 | Supply & Install MEP Items - Ground Floor | Approved | 13.12 - INTELIGENT LIGHTING CONTROL SYSTEM -H | Meteo station basic KNX | ECH | 1 | 1 | 6175.5 | 6175.5 | SC_Apply | سليمان محمد سليمان القرعاوي | 13.12 - INTELIGENT LIGHTING CONTROL SYSTEM -H | Meteo station basic KNX | ECH | 1 | 216 | 216 | SAR | SC_Apply
MOC HQ at Diriyah _K0005 |  | RFQ-00033 | Hussein Nabil | MEP (Electro Mechanical) | 2024-09-17 | Supply & Install MEP Items - Ground Floor | Approved | 13.12 - INTELIGENT LIGHTING CONTROL SYSTEM -I | Space link Web server KNX | ECH | 1 | 1 | 1713.8 | 1713.8 | SC_Apply | سليمان محمد سليمان القرعاوي | 13.12 - INTELIGENT LIGHTING CONTROL SYSTEM -I | Space link Web server KNX | ECH | 1 | 329.4 | 329.4 | SAR | SC_Apply
MOC HQ at Diriyah _K0005 |  | RFQ-00033 | Hussein Nabil | MEP (Electro Mechanical) | 2024-09-17 | Supply & Install MEP Items - Ground Floor | Approved | 13.10.20.10 - CENTRAL BATTERY EMERGENCY LIGHTING SYSTEM -C | CBS DB | ECH | 6 | 2 | 6000 | 12000 | SC_Apply | سليمان محمد سليمان القرعاوي | 13.10.20.10 - CENTRAL BATTERY EMERGENCY LIGHTING SYSTEM -C | CBS DB | ECH | 2 | 2635.2 | 5270.4 | SAR | SC_Apply
MOC HQ at Diriyah _K0005 |  | RFQ-00033 | Hussein Nabil | MEP (Electro Mechanical) | 2024-09-17 | Supply & Install MEP Items - Ground Floor | Approved | 13.11.15.11 - FIRE ALARM AND VOICE EVACUATION SYSTEM-O | FACP Main Panel | ECH | 1 | 1 | 8000 | 8000 | SC_Apply | سليمان محمد سليمان القرعاوي | 13.11.15.11 - FIRE ALARM AND VOICE EVACUATION SYSTEM-O | FACP Main Panel | ECH | 1 | 2160 | 2160 | SAR | SC_Apply
Qasr Rashwan - Lot B _0208 |  | RFQ-00065 | Mostafa Shourbagi | MEP (Electro Mechanical) | 2024-10-07 | Fire Alarm Cables | Approved | 10.14 - Abd Al Azeem Al Sofy-BILL NO. 3.3: Main Pump Station-3.3.18- | Fire alarm system complete with Conventional fire alarm control panel, smoke detectors, heat detectors, manual call point, bell, fire alarm siren and wire and all necessary components (internal wires and outlets, etc) required to complete the system in perfect case, the fire alarm control panel shall be erected in pump operating room. | LS | 1 | 1 | 15000 | 15000 | MAT_Raw | Elkayan specialized cables | 10.14 - Abd Al Azeem Al Sofy-BILL NO. 3.3: Main Pump Station-3.3.18- | Fire alarm system complete with Conventional fire alarm control panel, smoke detectors, heat detectors, manual call point, bell, fire alarm siren and wire and all necessary components (internal wires and outlets, etc) required to complete the system in perfect case, the fire alarm control panel shall be erected in pump operating room. | LS | 1 | 12376.33 | 12376.33 | EGP | MAT_Raw
Qasr Rashwan - Lot B _0208 |  | RFQ-00065 | Mostafa Shourbagi | MEP (Electro Mechanical) | 2024-10-07 | Fire Alarm Cables | Approved | 13.14 - Iz.Salih Shamatah-BILL NO. 3.3: Main Pump Station-3.3.18- | Fire alarm system complete with Conventional fire alarm control panel, smoke detectors, heat detectors, manual call point, bell, fire alarm siren and wire and all necessary components (internal wires and outlets, etc) required to complete the system in perfect case, the fire alarm control panel shall be erected in pump operating room. | LS | 1 | 1 | 15000 | 15000 | MAT_Raw | Elkayan specialized cables | 13.14 - Iz.Salih Shamatah-BILL NO. 3.3: Main Pump Station-3.3.18- | Fire alarm system complete with Conventional fire alarm control panel, smoke detectors, heat detectors, manual call point, bell, fire alarm siren and wire and all necessary components (internal wires and outlets, etc) required to complete the system in perfect case, the fire alarm control panel shall be erected in pump operating room. | LS | 1 | 12376.33 | 12376.33 | EGP | MAT_Raw
Qasr Rashwan - Lot B _0208 |  | RFQ-00065 | Mostafa Shourbagi | MEP (Electro Mechanical) | 2024-10-07 | Fire Alarm Cables | Approved | 11.14 - Abd Al Rahman Ibrahim-BILL NO. 3.3: Main Pump Station-3.3.18- | Fire alarm system complete with Conventional fire alarm control panel, smoke detectors, heat detectors, manual call point, bell, fire alarm siren and wire and all necessary components (internal wires and outlets, etc) required to complete the system in perfect case, the fire alarm control panel shall be erected in pump operating room. | LS | 1 | 1 | 15000 | 15000 | MAT_Raw | Elkayan specialized cables | 11.14 - Abd Al Rahman Ibrahim-BILL NO. 3.3: Main Pump Station-3.3.18- | Fire alarm system complete with Conventional fire alarm control panel, smoke detectors, heat detectors, manual call point, bell, fire alarm siren and wire and all necessary components (internal wires and outlets, etc) required to complete the system in perfect case, the fire alarm control panel shall be erected in pump operating room. | LS | 1 | 12376.33 | 12376.33 | EGP | MAT_Raw
Qasr Rashwan - Lot B _0208 |  | RFQ-00065 | Mostafa Shourbagi | MEP (Electro Mechanical) | 2024-10-07 | Fire Alarm Cables | Approved | 12.14 - Iz. Suleiman Tadrus-BILL NO. 3.3: Main Pump Station-3.3.18- | Fire alarm system complete with Conventional fire alarm control panel, smoke detectors, heat detectors, manual call point, bell, fire alarm siren and wire and all necessary components (internal wires and outlets, etc) required to complete the system in perfect case, the fire alarm control panel shall be erected in pump operating room. | LS | 1 | 1 | 15000 | 15000 | MAT_Raw | Elkayan specialized cables | 12.14 - Iz. Suleiman Tadrus-BILL NO. 3.3: Main Pump Station-3.3.18- | Fire alarm system complete with Conventional fire alarm control panel, smoke detectors, heat detectors, manual call point, bell, fire alarm siren and wire and all necessary components (internal wires and outlets, etc) required to complete the system in perfect case, the fire alarm control panel shall be erected in pump operating room. | LS | 1 | 12376.33 | 12376.33 | EGP | MAT_Raw
Qasr Rashwan - Lot B _0208 |  | RFQ-00065 | Mostafa Shourbagi | MEP (Electro Mechanical) | 2024-10-07 | Fire Alarm Cables | Approved | 14.14 - Iz. Abou Hussein-BILL NO. 3.3: Main Pump Station-3.3.18- | Fire alarm system complete with Conventional fire alarm control panel, smoke detectors, heat detectors, manual call point, bell, fire alarm siren and wire and all necessary components (internal wires and outlets, etc) required to complete the system in perfect case, the fire alarm control panel shall be erected in pump operating room. | LS | 1 | 1 | 15000 | 15000 | MAT_Raw | Elkayan specialized cables | 14.14 - Iz. Abou Hussein-BILL NO. 3.3: Main Pump Station-3.3.18- | Fire alarm system complete with Conventional fire alarm control panel, smoke detectors, heat detectors, manual call point, bell, fire alarm siren and wire and all necessary components (internal wires and outlets, etc) required to complete the system in perfect case, the fire alarm control panel shall be erected in pump operating room. | LS | 1 | 12376.33 | 12376.33 | EGP | MAT_Raw
Qasr Rashwan - Lot B _0208 |  | RFQ-00065 | Mostafa Shourbagi | MEP (Electro Mechanical) | 2024-10-07 | Fire Alarm Cables | Approved | 15.14 - Iz. Al Burm-BILL NO. 3.3: Main Pump Station-3.3.18- | Fire alarm system complete with Conventional fire alarm control panel, smoke detectors, heat detectors, manual call point, bell, fire alarm siren and wire and all necessary components (internal wires and outlets, etc) required to complete the system in perfect case, the fire alarm control panel shall be erected in pump operating room. | LS | 1 | 1 | 15000 | 15000 | MAT_Raw | Elkayan specialized cables | 15.14 - Iz. Al Burm-BILL NO. 3.3: Main Pump Station-3.3.18- | Fire alarm system complete with Conventional fire alarm control panel, smoke detectors, heat detectors, manual call point, bell, fire alarm siren and wire and all necessary components (internal wires and outlets, etc) required to complete the system in perfect case, the fire alarm control panel shall be erected in pump operating room. | LS | 1 | 12376.33 | 12376.33 | EGP | MAT_Raw
Abo Shanab El Agamien _0195 |  | RFQ-00097 | Ahmed Fouad | MEP (Electro Mechanical) | 2024-09-17 | اعمال تركيب خمس محطات | Approved | Total | المضخات الغاطسه المضخات الغاطسه تركيب وإختبار وتشغيل وتسليم مضخة غاطسة 15 لتر / ثانية ، رفع 11 م متصله بمحرك كهربائي كامل مع كوع جزمه وقضبان التوجيه والوصلة و الكابل الغاطس وجميع عناصر الحماية ... إلخ) وكافة الاكسسوارات لحالة عمل جيدة ،وفقا الرسومات التنفيذيه وتوصيات المورد كما يشمل خط طرد المضخات (Pumps Delivery) تركيب وإختبار وتشغيل وتسليم خط طرد المضخات من نوع مواسير زهر مرن ( دكتايل) Ggg50 قطر 150 مم للخطوط ومحابس البوابه و محابس عدم الرجوع كاملة مع الوصلات والتركيب ، ... إلخ ، وفقًا للرسومات التنفيذيه . ( داخل البياره و داخل الغرفه الملحقه لها) وذلك لعدد 3 مضخه بالبياره كما يشمل خط الطرد الرئيسى (Main Header) تركيب وإختبار وتشغيل وتسليم خط الطرد الرئيسى نوع مواسير زهر مرن ( دكتايل) Ggg50 قطر 200 مم للخط كامل مع المحابس وقطع التركيب الجاهزه للمواسير من أكواع ومشتركات و وصلات الإستطاله ... إلخ ، وفقًا للرسومات التنفيذيه ( داخل الغرفه الملحقه للبياره) كما يشمل مصافي السلة تركيب وتسليم مصافي السلة وتشمل جميع الملحقات وفقًا الرسومات التنفيذيه وتوصيات مورد النظام. كما يشمل رافعات تركيب وتشغيل ونش دوار 2 طن كامل مع جميع الملحقات وفقًا الرسومات التنفيذيه وتوصيات مورد النظام. | LS | 1 | 1 | 140907 | 140907 | SC_Apply | السعيد ابراهيم عبدالرؤوف ابراهيم بعلول | Total | المضخات الغاطسه المضخات الغاطسه تركيب وإختبار وتشغيل وتسليم مضخة غاطسة 15 لتر / ثانية ، رفع 11 م متصله بمحرك كهربائي كامل مع كوع جزمه وقضبان التوجيه والوصلة و الكابل الغاطس وجميع عناصر الحماية ... إلخ) وكافة الاكسسوارات لحالة عمل جيدة ،وفقا الرسومات التنفيذيه وتوصيات المورد كما يشمل خط طرد المضخات (Pumps Delivery) تركيب وإختبار وتشغيل وتسليم خط طرد المضخات من نوع مواسير زهر مرن ( دكتايل) Ggg50 قطر 150 مم للخطوط ومحابس البوابه و محابس عدم الرجوع كاملة مع الوصلات والتركيب ، ... إلخ ، وفقًا للرسومات التنفيذيه . ( داخل البياره و داخل الغرفه الملحقه لها) وذلك لعدد 3 مضخه بالبياره كما يشمل خط الطرد الرئيسى (Main Header) تركيب وإختبار وتشغيل وتسليم خط الطرد الرئيسى نوع مواسير زهر مرن ( دكتايل) Ggg50 قطر 200 مم للخط كامل مع المحابس وقطع التركيب الجاهزه للمواسير من أكواع ومشتركات و وصلات الإستطاله ... إلخ ، وفقًا للرسومات التنفيذيه ( داخل الغرفه الملحقه للبياره) كما يشمل مصافي السلة تركيب وتسليم مصافي السلة وتشمل جميع الملحقات وفقًا الرسومات التنفيذيه وتوصيات مورد النظام. كما يشمل رافعات تركيب وتشغيل ونش دوار 2 طن كامل مع جميع الملحقات وفقًا الرسومات التنفيذيه وتوصيات مورد النظام. | LS | 1 | 153810 | 153810 | EGP | SC_Apply
Abo Shanab El Agamien _0195 |  | RFQ-00097 | Ahmed Fouad | MEP (Electro Mechanical) | 2024-09-17 | اعمال تركيب خمس محطات | Approved | Total | المضخات الغاطسه تركيب وإختبار وتشغيل وتسليم مضخة غاطسة 12 لتر / ثانية ، رفع 14 م متصله بمحرك كهربائي كامل مع كوع جزمه وقضبان التوجيه والوصلة و الكابل الغاطس وجميع عناصر الحماية ... إلخ) وكافة الاكسسوارات لحالة عمل جيدة ،وفقا الرسومات التنفيذيه وتوصيات المورد كما يشمل خط طرد المضخات (Pumps Delivery) تركيب وإختبار وتشغيل وتسليم خط طرد المضخات من نوع مواسير زهر مرن ( دكتايل) Ggg50 قطر 100 مم للخطوط ومحابس البوابه و محابس عدم الرجوع كاملة مع الوصلات والتركيب ، ... إلخ ، وفقًا للرسومات التنفيذيه . ( داخل البياره و داخل الغرفه الملحقه لها) وذلك لعدد 2 مضخه بالبياره كما يشمل خط الطرد الرئيسى (Main Header) تركيب وإختبار وتشغيل وتسليم خط الطرد الرئيسى نوع مواسير زهر مرن ( دكتايل) Ggg50 قطر 150 مم للخط كامل مع المحابس وقطع التركيب الجاهزه للمواسير من أكواع ومشتركات و وصلات الإستطاله ... إلخ ، وفقًا للرسومات التنفيذيه ( داخل الغرفه الملحقه للبياره) كما يشمل مصافي السلة تركيب وتسليم مصافي السلة وتشمل جميع الملحقات وفقًا الرسومات التنفيذيه وتوصيات مورد النظام. كما يشمل رافعات تركيب وتشغيل ونش دوار 1 طن كامل مع جميع الملحقات وفقًا الرسومات التنفيذيه وتوصيات مورد النظام. | LS | 1 | 1 | 87164 | 87164 | SC_Apply | السعيد ابراهيم عبدالرؤوف ابراهيم بعلول | Total | المضخات الغاطسه تركيب وإختبار وتشغيل وتسليم مضخة غاطسة 12 لتر / ثانية ، رفع 14 م متصله بمحرك كهربائي كامل مع كوع جزمه وقضبان التوجيه والوصلة و الكابل الغاطس وجميع عناصر الحماية ... إلخ) وكافة الاكسسوارات لحالة عمل جيدة ،وفقا الرسومات التنفيذيه وتوصيات المورد كما يشمل خط طرد المضخات (Pumps Delivery) تركيب وإختبار وتشغيل وتسليم خط طرد المضخات من نوع مواسير زهر مرن ( دكتايل) Ggg50 قطر 100 مم للخطوط ومحابس البوابه و محابس عدم الرجوع كاملة مع الوصلات والتركيب ، ... إلخ ، وفقًا للرسومات التنفيذيه . ( داخل البياره و داخل الغرفه الملحقه لها) وذلك لعدد 2 مضخه بالبياره كما يشمل خط الطرد الرئيسى (Main Header) تركيب وإختبار وتشغيل وتسليم خط الطرد الرئيسى نوع مواسير زهر مرن ( دكتايل) Ggg50 قطر 150 مم للخط كامل مع المحابس وقطع التركيب الجاهزه للمواسير من أكواع ومشتركات و وصلات الإستطاله ... إلخ ، وفقًا للرسومات التنفيذيه ( داخل الغرفه الملحقه للبياره) كما يشمل مصافي السلة تركيب وتسليم مصافي السلة وتشمل جميع الملحقات وفقًا الرسومات التنفيذيه وتوصيات مورد النظام. كما يشمل رافعات تركيب وتشغيل ونش دوار 1 طن كامل مع جميع الملحقات وفقًا الرسومات التنفيذيه وتوصيات مورد النظام. | LS | 1 | 96213 | 96213 | EGP | SC_Apply
Damietta Container Terminal-Infra & Bldgs _0216 |  | RFQ-00044 | Purchasing Engineers | Purchasing | 2024-10-08 | Wood for Construction (PR_100917) | Approved | خشب موسكى 2 بوصة * 4 بوصة * 3.90 م | Total Form Work | CBM | 80 | 80 | 385.96 | 30876.8 | MAT_Wood | المدد لتجارة الاخشاب والتوريدات | خشب موسكى 2 بوصة * 4 بوصة * 3.90 م | Total Form Work | CBM | 80 | 16800 | 1344000 | EGP | MAT_Wood
Damietta Container Terminal-Infra & Bldgs _0216 |  | RFQ-00044 | Purchasing Engineers | Purchasing | 2024-10-08 | Wood for Construction (PR_100917) | Approved | خشب موسكى 2 بوصة * 4 بوصة * 2.00 م | Total Form Work | CBM | 20 | 20 | 385.96 | 7719.2 | MAT_Wood | المدد لتجارة الاخشاب والتوريدات | خشب موسكى 2 بوصة * 4 بوصة * 2.00 م | Total Form Work | CBM | 20 | 16800 | 336000 | EGP | MAT_Wood
Damietta Container Terminal-Infra & Bldgs _0216 |  | RFQ-00045 | Purchasing Engineers | Purchasing | 2024-10-08 | Wood for Construction (PR_98829 - 97571) | Approved | Total | خشب موسكى 2 بوصة * 4 بوصة * 3.00 م | CBM | 250 | 250 | 385.96 | 96490 | MAT_Wood | المدد لتجارة الاخشاب والتوريدات | Total | خشب موسكى 2 بوصة * 4 بوصة * 3.00 م | CBM | 250 | 16800 | 4200000 | EGP | MAT_Wood
Damietta Container Terminal-Infra & Bldgs _0216 |  | RFQ-00045 | Purchasing Engineers | Purchasing | 2024-10-08 | Wood for Construction (PR_98829 - 97571) | Approved | Total | خشب موسكى 2 بوصة * 4 بوصة * 4.00 م | CBM | 20 | 20 | 385.96 | 7719.2 | MAT_Wood | المدد لتجارة الاخشاب والتوريدات | Total | خشب موسكى 2 بوصة * 4 بوصة * 4.00 م | CBM | 20 | 16800 | 336000 | EGP | MAT_Wood
Damietta Container Terminal-Infra & Bldgs _0216 |  | RFQ-00045 | Purchasing Engineers | Purchasing | 2024-10-08 | Wood for Construction (PR_98829 - 97571) | Approved | Total | خشب موسكى 2 بوصة * 4 بوصة * 2.00 م | CBM | 111.22 | 111.22 | 385.96 | 42926.47 | MAT_Wood | المدد لتجارة الاخشاب والتوريدات | Total | خشب موسكى 2 بوصة * 4 بوصة * 2.00 م | CBM | 111.22 | 16800 | 1868496 | EGP | MAT_Wood
Damietta Container Terminal-Infra & Bldgs _0216 |  | RFQ-00045 | Purchasing Engineers | Purchasing | 2024-10-08 | Wood for Construction (PR_98829 - 97571) | Approved | Total | خشب موسكى 2 بوصة * 4 بوصة * 2.00 م | CBM | 488.78 | 488.78 | 0 | 0 | MAT_Wood | المدد لتجارة الاخشاب والتوريدات | Total | خشب موسكى 2 بوصة * 4 بوصة * 2.00 م | CBM | 488.78 | 16800 | 8211504 | EGP | MAT_Wood
Abo Shanab El Agamien _0195 |  | RFQ-00097 | Ahmed Fouad | MEP (Electro Mechanical) | 2024-09-17 | اعمال تركيب خمس محطات | Approved | Total | المضخات الغاطسه تركيب وإختبار وتشغيل وتسليم مضخة غاطسة 14 لتر / ثانية ، رفع 16 م متصله بمحرك كهربائي كامل مع كوع جزمه وقضبان التوجيه والوصلة و الكابل الغاطس وجميع عناصر الحماية ... إلخ) وكافة الاكسسوارات لحالة عمل جيدة ،وفقا الرسومات التنفيذيه وتوصيات المورد كما يشمل خط طرد المضخات (Pumps Delivery) تركيب وإختبار وتشغيل وتسليم خط طرد المضخات من نوع مواسير زهر مرن ( دكتايل) Ggg50 قطر 100 مم للخطوط ومحابس البوابه و محابس عدم الرجوع كاملة مع الوصلات والتركيب ، ... إلخ ، وفقًا للرسومات التنفيذيه . ( داخل البياره و داخل الغرفه الملحقه لها) وذلك لعدد 2 مضخه بالبياره كما يشمل خط الطرد الرئيسى (Main Header) تركيب وإختبار وتشغيل وتسليم خط الطرد الرئيسى نوع مواسير زهر مرن ( دكتايل) Ggg50 قطر 150 مم للخط كامل مع المحابس وقطع التركيب الجاهزه للمواسير من أكواع ومشتركات و وصلات الإستطاله ... إلخ ، وفقًا للرسومات التنفيذيه ( داخل الغرفه الملحقه للبياره) كما يشمل مصافي السلة تركيب وتسليم مصافي السلة وتشمل جميع الملحقات وفقًا الرسومات التنفيذيه وتوصيات مورد النظام. كما يشمل رافعات تركيب وتشغيل ونش دوار 1 طن كامل مع جميع الملحقات وفقًا الرسومات التنفيذيه وتوصيات مورد النظام. | LS | 1 | 1 | 86804 | 86804 | SC_Apply | السعيد ابراهيم عبدالرؤوف ابراهيم بعلول | Total | المضخات الغاطسه تركيب وإختبار وتشغيل وتسليم مضخة غاطسة 14 لتر / ثانية ، رفع 16 م متصله بمحرك كهربائي كامل مع كوع جزمه وقضبان التوجيه والوصلة و الكابل الغاطس وجميع عناصر الحماية ... إلخ) وكافة الاكسسوارات لحالة عمل جيدة ،وفقا الرسومات التنفيذيه وتوصيات المورد كما يشمل خط طرد المضخات (Pumps Delivery) تركيب وإختبار وتشغيل وتسليم خط طرد المضخات من نوع مواسير زهر مرن ( دكتايل) Ggg50 قطر 100 مم للخطوط ومحابس البوابه و محابس عدم الرجوع كاملة مع الوصلات والتركيب ، ... إلخ ، وفقًا للرسومات التنفيذيه . ( داخل البياره و داخل الغرفه الملحقه لها) وذلك لعدد 2 مضخه بالبياره كما يشمل خط الطرد الرئيسى (Main Header) تركيب وإختبار وتشغيل وتسليم خط الطرد الرئيسى نوع مواسير زهر مرن ( دكتايل) Ggg50 قطر 150 مم للخط كامل مع المحابس وقطع التركيب الجاهزه للمواسير من أكواع ومشتركات و وصلات الإستطاله ... إلخ ، وفقًا للرسومات التنفيذيه ( داخل الغرفه الملحقه للبياره) كما يشمل مصافي السلة تركيب وتسليم مصافي السلة وتشمل جميع الملحقات وفقًا الرسومات التنفيذيه وتوصيات مورد النظام. كما يشمل رافعات تركيب وتشغيل ونش دوار 1 طن كامل مع جميع الملحقات وفقًا الرسومات التنفيذيه وتوصيات مورد النظام. | LS | 1 | 95350 | 95350 | EGP | SC_Apply
Abo Shanab El Agamien _0195 |  | RFQ-00097 | Ahmed Fouad | MEP (Electro Mechanical) | 2024-09-17 | اعمال تركيب خمس محطات | Approved | Total | غرفة محابس من نوع (أ) تركيب واختبار نظام داكتايل (DN 150) يشمل محابس البوابه ومحبس الهواء ومحابس عدم الرجوع من الزهر المرن ووصلات الفك والتركيب والقطع الخاصة والمشتركات والأكواع ووصلات الحائط شامل المسامير والصواميل والورد والجوانات والركائز والدعامات الخرسانيه وكل مايلزم لنهو الأعمال داخل الغرفه وتوصيلها على مواسير الزهر المرن خارج الغرفه طبقا للمواصفات والرسومات التنفيذيه | NO | 2 | 2 | 7600 | 15200 | SC_Apply | السعيد ابراهيم عبدالرؤوف ابراهيم بعلول | Total | غرفة محابس من نوع (أ) تركيب واختبار نظام داكتايل (DN 150) يشمل محابس البوابه ومحبس الهواء ومحابس عدم الرجوع من الزهر المرن ووصلات الفك والتركيب والقطع الخاصة والمشتركات والأكواع ووصلات الحائط شامل المسامير والصواميل والورد والجوانات والركائز والدعامات الخرسانيه وكل مايلزم لنهو الأعمال داخل الغرفه وتوصيلها على مواسير الزهر المرن خارج الغرفه طبقا للمواصفات والرسومات التنفيذيه | NO | 2 | 8000 | 16000 | EGP | SC_Apply
Abo Shanab El Agamien _0195 |  | RFQ-00097 | Ahmed Fouad | MEP (Electro Mechanical) | 2024-09-17 | اعمال تركيب خمس محطات | Approved | Total | غرفة محبس غسيل تركيب واختبار نظام داكتايل (DN 200) يشمل محابس البوابه من الزهر المرن ووصلات الفك والتركيب والقطع الخاصة والمشتركات والأكواع ووصلات الحائط شامل المسامير والصواميل والورد والجوانات والركائز والدعامات الخرسانيه وكل مايلزم لنهو الأعمال داخل الغرفه وتوصيلها على مواسير الزهر المرن خارج الغرفه طبقا للمواصفات والرسومات التنفيذيه | NO | 4 | 4 | 6800 | 27200 | SC_Apply | السعيد ابراهيم عبدالرؤوف ابراهيم بعلول | Total | غرفة محبس غسيل تركيب واختبار نظام داكتايل (DN 200) يشمل محابس البوابه من الزهر المرن ووصلات الفك والتركيب والقطع الخاصة والمشتركات والأكواع ووصلات الحائط شامل المسامير والصواميل والورد والجوانات والركائز والدعامات الخرسانيه وكل مايلزم لنهو الأعمال داخل الغرفه وتوصيلها على مواسير الزهر المرن خارج الغرفه طبقا للمواصفات والرسومات التنفيذيه | NO | 4 | 7250 | 29000 | EGP | SC_Apply
Abo Shanab El Agamien _0195 |  | RFQ-00097 | Ahmed Fouad | MEP (Electro Mechanical) | 2024-09-17 | اعمال تركيب خمس محطات | Approved | Total | مواسير الزهر بالموقع العام للمحطه مواسير زهر مرن ( دكتايل) (K9) رأس وديل قطر 200 م | LS | 3 | 3 | 2535 | 7605 | SC_Apply | السعيد ابراهيم عبدالرؤوف ابراهيم بعلول | Total | مواسير الزهر بالموقع العام للمحطه مواسير زهر مرن ( دكتايل) (K9) رأس وديل قطر 200 م | LS | 3 | 2413 | 7239 | EGP | SC_Apply
Abo Shanab El Agamien _0195 |  | RFQ-00097 | Ahmed Fouad | MEP (Electro Mechanical) | 2024-09-17 | اعمال تركيب خمس محطات | Approved | Total | غرفة تهدئه تركيب واختبار نظام داكتايل ( DN 150 ) يشمل وصلات الحائط والقطع الخاصة والأكواع شامل المسامير والصواميل والورد والجوانات والركائز والدعامات الخرسانيه وكل مايلزم لنهو الأعمال داخل الغرفه وتوصيلها على مواسير الزهر المرن خارج الغرفه طبقا للمواصفات والرسومات التنفيذيه | NO | 2 | 2 | 1200 | 2400 | SC_Apply | السعيد ابراهيم عبدالرؤوف ابراهيم بعلول | Total | غرفة تهدئه تركيب واختبار نظام داكتايل ( DN 150 ) يشمل وصلات الحائط والقطع الخاصة والأكواع شامل المسامير والصواميل والورد والجوانات والركائز والدعامات الخرسانيه وكل مايلزم لنهو الأعمال داخل الغرفه وتوصيلها على مواسير الزهر المرن خارج الغرفه طبقا للمواصفات والرسومات التنفيذيه | NO | 2 | 3500 | 7000 | EGP | SC_Apply
Abo Shanab El Agamien _0195 |  | RFQ-00097 | Ahmed Fouad | MEP (Electro Mechanical) | 2024-09-17 | اعمال تركيب خمس محطات | Approved | Total | غرفة عداد قياس التدفق تركيب واختبار نظام داكتايل (DN 200) يشمل عداد قياس التصرف ووصلات الفك والتركيب والقطع الخاصة والمشتركات والأكواع ووصلات الحائط شامل المسامير والصواميل والورد والجوانات والركائز والدعامات الخرسانيه وكل مايلزم لنهو الأعمال داخل الغرفه وتوصيلها على مواسير الزهر المرن خارج الغرفه طبقا للمواصفات والرسومات التنفيذيه | NO | 3 | 3 | 6400 | 19200 | SC_Apply | السعيد ابراهيم عبدالرؤوف ابراهيم بعلول | Total | غرفة عداد قياس التدفق تركيب واختبار نظام داكتايل (DN 200) يشمل عداد قياس التصرف ووصلات الفك والتركيب والقطع الخاصة والمشتركات والأكواع ووصلات الحائط شامل المسامير والصواميل والورد والجوانات والركائز والدعامات الخرسانيه وكل مايلزم لنهو الأعمال داخل الغرفه وتوصيلها على مواسير الزهر المرن خارج الغرفه طبقا للمواصفات والرسومات التنفيذيه | NO | 3 | 6666.67 | 20000.01 | EGP | SC_Apply
Abo Shanab El Agamien _0195 |  | RFQ-00097 | Ahmed Fouad | MEP (Electro Mechanical) | 2024-09-17 | اعمال تركيب خمس محطات | Approved | Total | غرفة عداد قياس التدفق تركيب واختبار نظام داكتايل (DN 150) يشمل عداد قياس التصرف ووصلات الفك والتركيب والقطع الخاصة والمشتركات والأكواع ووصلات الحائط شامل المسامير والصواميل والورد والجوانات والركائز والدعامات الخرسانيه وكل مايلزم لنهو الأعمال داخل الغرفه وتوصيلها على مواسير الزهر المرن خارج الغرفه طبقا للمواصفات والرسومات التنفيذيه | NO | 2 | 2 | 5800 | 11600 | SC_Apply | السعيد ابراهيم عبدالرؤوف ابراهيم بعلول | Total | غرفة عداد قياس التدفق تركيب واختبار نظام داكتايل (DN 150) يشمل عداد قياس التصرف ووصلات الفك والتركيب والقطع الخاصة والمشتركات والأكواع ووصلات الحائط شامل المسامير والصواميل والورد والجوانات والركائز والدعامات الخرسانيه وكل مايلزم لنهو الأعمال داخل الغرفه وتوصيلها على مواسير الزهر المرن خارج الغرفه طبقا للمواصفات والرسومات التنفيذيه | NO | 2 | 6075 | 12150 | EGP | SC_Apply
Abo Shanab El Agamien _0195 |  | RFQ-00097 | Ahmed Fouad | MEP (Electro Mechanical) | 2024-09-17 | اعمال تركيب خمس محطات | Approved | Total | غرفة محبس تفريغ هواء تركيب واختبار نظام داكتايل (DN 200) يشمل محابس البوابه ومحبس الهواء من الزهر المرن ووصلات الفك والتركيب والقطع الخاصة والمشتركات والأكواع ووصلات الحائط شامل المسامير والصواميل والورد والجوانات والركائز والدعامات الخرسانيه وكل مايلزم لنهو الأعمال داخل الغرفه وتوصيلها على مواسير الزهر المرن خارج الغرفه طبقا للمواصفات والرسومات التنفيذيه | NO | 7 | 7 | 4000 | 28000 | SC_Apply | السعيد ابراهيم عبدالرؤوف ابراهيم بعلول | Total | غرفة محبس تفريغ هواء تركيب واختبار نظام داكتايل (DN 200) يشمل محابس البوابه ومحبس الهواء من الزهر المرن ووصلات الفك والتركيب والقطع الخاصة والمشتركات والأكواع ووصلات الحائط شامل المسامير والصواميل والورد والجوانات والركائز والدعامات الخرسانيه وكل مايلزم لنهو الأعمال داخل الغرفه وتوصيلها على مواسير الزهر المرن خارج الغرفه طبقا للمواصفات والرسومات التنفيذيه | NO | 7 | 4285.71 | 29999.97 | EGP | SC_Apply
Mivida BP#189 |  | RFQ-00140 | Mohamed Selim | Procurement | 2024-10-02 | Carpet | Approved | 9000.Basement P31 | Nylon carpet sheet class fiber based anti-microbial sanitized carpet roll of 4.3mm thickness for prayer rooms flooring and 100 mm high oak wooden skirting. item includes underlayment polyurethane cushion, fixing and accessories all as per drawings, specifications and approved sample. All as per specifications. (FLR-10) (SK-07) | SQM | 168 | 168 | 951 | 159768 | SC_Supply/Apply | Oriental Weavers النساجون الشرقيون | 9000.Basement P31 | Nylon carpet sheet class fiber based anti-microbial sanitized carpet roll of 4.3mm thickness for prayer rooms flooring and 100 mm high oak wooden skirting. item includes underlayment polyurethane cushion, fixing and accessories all as per drawings, specifications and approved sample. All as per specifications. (FLR-10) (SK-07) | SQM | 168 | 1028.96 | 172865.28 | EGP | SC_Supply/Apply
Creeks URBN K _0192 |  | RFQ-00037 | Mohamed Selim | Procurement | 2024-10-02 | Watertank waterproofing | Approved | 1.2.11.10 - PODM-P6-71616-5 | Water tank | SQM | 1495 | 1495 | 300 | 448500 | SC_Supply/Apply | Troy | 1.2.11.10 - PODM-P6-71616-5 | Water tank | SQM | 1495 | 180 | 269100 | EGP | SC_Supply/Apply
Damietta Container Terminal-Infra & Bldgs _0216 |  | RFQ-00033 | Ahmed Adel | MEP (Electro Mechanical) | 2024-09-26 | UPVC PIPES - STORM NETWORK | Approved | 10.18 - Infrastrucure-Sewage System-02530-3.2.1 | Pipe size ø 160mm Dia | MTR | 200 | 200 | 4.27 | 854 | MAT_Raw | السعودية لصناعه المواسير ولوازمها(المنيف للانابيب | 10.18 - Infrastrucure-Sewage System-02530-3.2.1 | Pipe size ø 160mm Dia | MTR | 200 | 199.17 | 39834 | EGP | MAT_Raw
Damietta Container Terminal-Infra & Bldgs _0216 |  | RFQ-00033 | Ahmed Adel | MEP (Electro Mechanical) | 2024-09-26 | UPVC PIPES - STORM NETWORK | Approved | 10.18 - Infrastrucure-Sewage System-02530-3.2.2 | Pipe size ø 250 mm Dia Inspection Chamber Supplying, installing, connecting, Constructing and testing of Inspection Chember with cover heavy duty ( cast iron), inspection chambers outside building to collect sanitary drainage from buildings to manholes, item includded drilling, backfilling, reinforced concrete base, conhing , isolation , pipes , treatment,concrete wall which thickness according dimensions , earth work support, disposal of surplus spoil, pipes sleeves connected to manholes and all needed as shown on drawings and specifications .Inspection Chember with variable depth . | MTR | 500 | 500 | 12 | 6000 | MAT_Raw | السعودية لصناعه المواسير ولوازمها(المنيف للانابيب | 10.18 - Infrastrucure-Sewage System-02530-3.2.2 | Pipe size ø 250 mm Dia Inspection Chamber Supplying, installing, connecting, Constructing and testing of Inspection Chember with cover heavy duty ( cast iron), inspection chambers outside building to collect sanitary drainage from buildings to manholes, item includded drilling, backfilling, reinforced concrete base, conhing , isolation , pipes , treatment,concrete wall which thickness according dimensions , earth work support, disposal of surplus spoil, pipes sleeves connected to manholes and all needed as shown on drawings and specifications .Inspection Chember with variable depth . | MTR | 500 | 385.39 | 192695 | EGP | MAT_Raw
Damietta Container Terminal-Infra & Bldgs _0216 |  | RFQ-00033 | Ahmed Adel | MEP (Electro Mechanical) | 2024-09-26 | UPVC PIPES - STORM NETWORK | Approved | 10.19 - Infrastrucure-Stormwater Network-02630-2.5.1 | Ø200 mm pipe. Sand Trap | MTR | 9550 | 9550 | 6.84 | 65322 | MAT_Raw | السعودية لصناعه المواسير ولوازمها(المنيف للانابيب | 10.19 - Infrastrucure-Stormwater Network-02630-2.5.1 | Ø200 mm pipe. Sand Trap | MTR | 9550 | 72.63 | 693616.5 | EGP | MAT_Raw
Damietta Container Terminal-Infra & Bldgs _0216 |  | RFQ-00033 | Ahmed Adel | MEP (Electro Mechanical) | 2024-09-26 | UPVC PIPES - STORM NETWORK | Approved | 10.19 - Infrastrucure-Stormwater Network-02630-2.1.6 | Ø450 mm pipe. | MTR | 1200 | 1200 | 29.91 | 35892 | MAT_Raw | السعودية لصناعه المواسير ولوازمها(المنيف للانابيب | 10.19 - Infrastrucure-Stormwater Network-02630-2.1.6 | Ø450 mm pipe. | MTR | 1200 | 1034.47 | 1241364 | EGP | MAT_Raw
Damietta Container Terminal-Infra & Bldgs _0216 |  | RFQ-00033 | Ahmed Adel | MEP (Electro Mechanical) | 2024-09-26 | UPVC PIPES - STORM NETWORK | Approved | 10.19 - Infrastrucure-Stormwater Network-02630-2.1.7 | Ø500 mm pipe. | MTR | 1700 | 1700 | 36.75 | 62475 | MAT_Raw | السعودية لصناعه المواسير ولوازمها(المنيف للانابيب | 10.19 - Infrastrucure-Stormwater Network-02630-2.1.7 | Ø500 mm pipe. | MTR | 1700 | 1450.79 | 2466343 | EGP | MAT_Raw
Damietta Container Terminal-Infra & Bldgs _0216 |  | RFQ-00033 | Ahmed Adel | MEP (Electro Mechanical) | 2024-09-26 | UPVC PIPES - STORM NETWORK | Approved | 10.19 - Infrastrucure-Stormwater Network-02630-2.1.8 | Ø560 mm pipe. | MTR | 1300 | 1300 | 46.15 | 59995 | MAT_Raw | السعودية لصناعه المواسير ولوازمها(المنيف للانابيب | 10.19 - Infrastrucure-Stormwater Network-02630-2.1.8 | Ø560 mm pipe. | MTR | 1300 | 1746.84 | 2270892 | EGP | MAT_Raw
Damietta Container Terminal-Infra & Bldgs _0216 |  | RFQ-00033 | Ahmed Adel | MEP (Electro Mechanical) | 2024-09-26 | UPVC PIPES - STORM NETWORK | Approved | 10.19 - Infrastrucure-Stormwater Network-02630-2.1.9 | Ø630 mm pipe. | MTR | 700 | 700 | 66.67 | 46669 | MAT_Raw | السعودية لصناعه المواسير ولوازمها(المنيف للانابيب | 10.19 - Infrastrucure-Stormwater Network-02630-2.1.9 | Ø630 mm pipe. | MTR | 700 | 2522.43 | 1765701 | EGP | MAT_Raw
Damietta Container Terminal-Infra & Bldgs _0216 |  | RFQ-00033 | Ahmed Adel | MEP (Electro Mechanical) | 2024-09-26 | UPVC PIPES - STORM NETWORK | Approved | 10.19 - Infrastrucure-Stormwater Network-02630-2.1.1 | Ø200 mm pipe. | MTR | 70 | 70 | 6.84 | 478.8 | MAT_Raw | السعودية لصناعه المواسير ولوازمها(المنيف للانابيب | 10.19 - Infrastrucure-Stormwater Network-02630-2.1.1 | Ø200 mm pipe. | MTR | 70 | 72.63 | 5084.1 | EGP | MAT_Raw
Abo Shanab El Agamien _0195 |  | RFQ-00097 | Ahmed Fouad | MEP (Electro Mechanical) | 2024-09-17 | اعمال تركيب خمس محطات | Approved | Total | غرفة محابس من نوع (أ) تركيب واختبار نظام داكتايل (DN 200) يشمل محابس البوابه ومحبس الهواء ومحابس عدم الرجوع من الزهر المرن ووصلات الفك والتركيب والقطع الخاصة والمشتركات والأكواع ووصلات الحائط شامل المسامير والصواميل والورد والجوانات والركائز والدعامات الخرسانيه وكل مايلزم لنهو الأعمال داخل الغرفه وتوصيلها على مواسير الزهر المرن خارج الغرفه طبقا للمواصفات والرسومات التنفيذيه | NO | 3 | 3 | 9000 | 27000 | SC_Apply | السعيد ابراهيم عبدالرؤوف ابراهيم بعلول | Total | غرفة محابس من نوع (أ) تركيب واختبار نظام داكتايل (DN 200) يشمل محابس البوابه ومحبس الهواء ومحابس عدم الرجوع من الزهر المرن ووصلات الفك والتركيب والقطع الخاصة والمشتركات والأكواع ووصلات الحائط شامل المسامير والصواميل والورد والجوانات والركائز والدعامات الخرسانيه وكل مايلزم لنهو الأعمال داخل الغرفه وتوصيلها على مواسير الزهر المرن خارج الغرفه طبقا للمواصفات والرسومات التنفيذيه | NO | 3 | 10000 | 30000 | EGP | SC_Apply
Abo Shanab El Agamien _0195 |  | RFQ-00097 | Ahmed Fouad | MEP (Electro Mechanical) | 2024-09-17 | اعمال تركيب خمس محطات | Approved | Total | غرفة محبس غسيل ( العدايه) تركيب واختبار نظام داكتايل (DN 200) يشمل محابس البوابه من الزهر المرن ووصلات الفك والتركيب والقطع الخاصة والمشتركات والأكواع ووصلات الحائط ووصلات الإستطاله شامل المسامير والصواميل والورد والجوانات والركائز والدعامات الخرسانيه وكل مايلزم لنهو الأعمال داخل الغرفه وتوصيلها على مواسير الزهر المرن خارج الغرفه طبقا للمواصفات والرسومات التنفيذيه | NO | 1 | 1 | 8400 | 8400 | SC_Apply | السعيد ابراهيم عبدالرؤوف ابراهيم بعلول | Total | غرفة محبس غسيل ( العدايه) تركيب واختبار نظام داكتايل (DN 200) يشمل محابس البوابه من الزهر المرن ووصلات الفك والتركيب والقطع الخاصة والمشتركات والأكواع ووصلات الحائط ووصلات الإستطاله شامل المسامير والصواميل والورد والجوانات والركائز والدعامات الخرسانيه وكل مايلزم لنهو الأعمال داخل الغرفه وتوصيلها على مواسير الزهر المرن خارج الغرفه طبقا للمواصفات والرسومات التنفيذيه | NO | 1 | 7700 | 7700 | EGP | SC_Apply
Abo Shanab El Agamien _0195 |  | RFQ-00097 | Ahmed Fouad | MEP (Electro Mechanical) | 2024-09-17 | اعمال تركيب خمس محطات | Approved | Total | المضخات الغاطسه تركيب وإختبار وتشغيل وتسليم مضخة غاطسة 20 لتر / ثانية ، رفع 12 م متصله بمحرك كهربائي كامل مع كوع جزمه وقضبان التوجيه والوصلة و الكابل الغاطس وجميع عناصر الحماية ... إلخ) وكافة الاكسسوارات لحالة عمل جيدة ،وفقا الرسومات التنفيذيه وتوصيات المورد كما يشمل خط طرد المضخات (Pumps Delivery) تركيب وإختبار وتشغيل وتسليم خط طرد المضخات من نوع مواسير زهر مرن ( دكتايل) Ggg50 قطر 150 مم للخطوط ومحابس البوابه و محابس عدم الرجوع كاملة مع الوصلات والتركيب ، ... إلخ ، وفقًا للرسومات التنفيذيه . ( داخل البياره و داخل الغرفه الملحقه لها) وذلك لعدد 3 مضخه بالبياره كما يشمل خط الطرد الرئيسى (Main Header) تركيب وإختبار وتشغيل وتسليم خط الطرد الرئيسى نوع مواسير زهر مرن ( دكتايل) Ggg50 قطر 200 مم للخط كامل مع المحابس وقطع التركيب الجاهزه للمواسير من أكواع ومشتركات و وصلات الإستطاله ... إلخ ، وفقًا للرسومات التنفيذيه ( داخل الغرفه الملحقه للبياره) كما يشمل مصافي السلة تركيب وتسليم مصافي السلة وتشمل جميع الملحقات وفقًا الرسومات التنفيذيه وتوصيات مورد النظام. كما يشمل رافعات تركيب وتشغيل ونش دوار 2 طن كامل مع جميع الملحقات وفقًا الرسومات التنفيذيه وتوصيات مورد النظام. | LS | 1 | 1 | 141717 | 141717 | SC_Apply | السعيد ابراهيم عبدالرؤوف ابراهيم بعلول | Total | المضخات الغاطسه تركيب وإختبار وتشغيل وتسليم مضخة غاطسة 20 لتر / ثانية ، رفع 12 م متصله بمحرك كهربائي كامل مع كوع جزمه وقضبان التوجيه والوصلة و الكابل الغاطس وجميع عناصر الحماية ... إلخ) وكافة الاكسسوارات لحالة عمل جيدة ،وفقا الرسومات التنفيذيه وتوصيات المورد كما يشمل خط طرد المضخات (Pumps Delivery) تركيب وإختبار وتشغيل وتسليم خط طرد المضخات من نوع مواسير زهر مرن ( دكتايل) Ggg50 قطر 150 مم للخطوط ومحابس البوابه و محابس عدم الرجوع كاملة مع الوصلات والتركيب ، ... إلخ ، وفقًا للرسومات التنفيذيه . ( داخل البياره و داخل الغرفه الملحقه لها) وذلك لعدد 3 مضخه بالبياره كما يشمل خط الطرد الرئيسى (Main Header) تركيب وإختبار وتشغيل وتسليم خط الطرد الرئيسى نوع مواسير زهر مرن ( دكتايل) Ggg50 قطر 200 مم للخط كامل مع المحابس وقطع التركيب الجاهزه للمواسير من أكواع ومشتركات و وصلات الإستطاله ... إلخ ، وفقًا للرسومات التنفيذيه ( داخل الغرفه الملحقه للبياره) كما يشمل مصافي السلة تركيب وتسليم مصافي السلة وتشمل جميع الملحقات وفقًا الرسومات التنفيذيه وتوصيات مورد النظام. كما يشمل رافعات تركيب وتشغيل ونش دوار 2 طن كامل مع جميع الملحقات وفقًا الرسومات التنفيذيه وتوصيات مورد النظام. | LS | 1 | 153000 | 153000 | EGP | SC_Apply
Abo Shanab El Agamien _0195 |  | RFQ-00097 | Ahmed Fouad | MEP (Electro Mechanical) | 2024-09-17 | اعمال تركيب خمس محطات | Approved | Total | مواسير الزهر بالموقع العام للمحطه مواسير زهر مرن ( دكتايل) (K9) رأس وديل قطر 150 م | LS | 2 | 2 | 1995 | 3990 | SC_Apply | السعيد ابراهيم عبدالرؤوف ابراهيم بعلول | Total | مواسير الزهر بالموقع العام للمحطه مواسير زهر مرن ( دكتايل) (K9) رأس وديل قطر 150 م | LS | 2 | 1824 | 3648 | EGP | SC_Apply
Abo Shanab El Agamien _0195 |  | RFQ-00097 | Ahmed Fouad | MEP (Electro Mechanical) | 2024-09-17 | اعمال تركيب خمس محطات | Approved | Total | غرفة محبس تفريغ هواء تركيب واختبار نظام داكتايل (DN 150) يشمل محابس البوابه ومحبس الهواء من الزهر المرن ووصلات الفك والتركيب والقطع الخاصة والمشتركات والأكواع ووصلات الحائط شامل المسامير والصواميل والورد والجوانات والركائز والدعامات الخرسانيه وكل مايلزم لنهو الأعمال داخل الغرفه وتوصيلها على مواسير الزهر المرن خارج الغرفه طبقا للمواصفات والرسومات التنفيذيه | NO | 2 | 2 | 3400 | 6800 | SC_Apply | السعيد ابراهيم عبدالرؤوف ابراهيم بعلول | Total | غرفة محبس تفريغ هواء تركيب واختبار نظام داكتايل (DN 150) يشمل محابس البوابه ومحبس الهواء من الزهر المرن ووصلات الفك والتركيب والقطع الخاصة والمشتركات والأكواع ووصلات الحائط شامل المسامير والصواميل والورد والجوانات والركائز والدعامات الخرسانيه وكل مايلزم لنهو الأعمال داخل الغرفه وتوصيلها على مواسير الزهر المرن خارج الغرفه طبقا للمواصفات والرسومات التنفيذيه | NO | 2 | 3750 | 7500 | EGP | SC_Apply
Abo Shanab El Agamien _0195 |  | RFQ-00097 | Ahmed Fouad | MEP (Electro Mechanical) | 2024-09-17 | اعمال تركيب خمس محطات | Approved | Total | غرفة محبس غسيل تركيب واختبار نظام داكتايل (DN 150) يشمل محابس البوابه من الزهر المرن ووصلات الفك والتركيب والقطع الخاصة والمشتركات والأكواع ووصلات الحائط شامل المسامير والصواميل والورد والجوانات والركائز والدعامات الخرسانيه وكل مايلزم لنهو الأعمال داخل الغرفه وتوصيلها على مواسير الزهر المرن خارج الغرفه طبقا للمواصفات والرسومات التنفيذيه | NO | 1 | 1 | 5800 | 5800 | SC_Apply | السعيد ابراهيم عبدالرؤوف ابراهيم بعلول | Total | غرفة محبس غسيل تركيب واختبار نظام داكتايل (DN 150) يشمل محابس البوابه من الزهر المرن ووصلات الفك والتركيب والقطع الخاصة والمشتركات والأكواع ووصلات الحائط شامل المسامير والصواميل والورد والجوانات والركائز والدعامات الخرسانيه وكل مايلزم لنهو الأعمال داخل الغرفه وتوصيلها على مواسير الزهر المرن خارج الغرفه طبقا للمواصفات والرسومات التنفيذيه | NO | 1 | 5100 | 5100 | EGP | SC_Apply
Abo Shanab El Agamien _0195 |  | RFQ-00097 | Ahmed Fouad | MEP (Electro Mechanical) | 2024-09-17 | اعمال تركيب خمس محطات | Approved | Total | مواسير الغسيل توريد وتركيب وتوصيل واختبار مواسير من حديد زهر مرن بقطر 150 مم لغرفة الغسيل ومواسير المأخذ (في حالة كانت الغرفة من النوع A) ويشمل البند جميع المواسير والقطع الخاصة والجوانات والوصلات المرنة والمسامير ، والصواميل والورد والمونة غير قابلة للإنكماش وكل ما يلزم لنهو الأعمال طبقا للرسومات التنفيذيه والمواصفات والقرار الوزاري رقم (277/2000) وملاحقه رقم 14/2002 وتعليمات المهندس المشرف . | MTR | 115 | 50 | 1000 | 50000 | SC_Apply | السعيد ابراهيم عبدالرؤوف ابراهيم بعلول | Total | مواسير الغسيل توريد وتركيب وتوصيل واختبار مواسير من حديد زهر مرن بقطر 150 مم لغرفة الغسيل ومواسير المأخذ (في حالة كانت الغرفة من النوع A) ويشمل البند جميع المواسير والقطع الخاصة والجوانات والوصلات المرنة والمسامير ، والصواميل والورد والمونة غير قابلة للإنكماش وكل ما يلزم لنهو الأعمال طبقا للرسومات التنفيذيه والمواصفات والقرار الوزاري رقم (277/2000) وملاحقه رقم 14/2002 وتعليمات المهندس المشرف . | MTR | 50 | 620 | 31000 | EGP | SC_Apply
Abo Shanab El Agamien _0195 |  | RFQ-00097 | Ahmed Fouad | MEP (Electro Mechanical) | 2024-09-17 | اعمال تركيب خمس محطات | Approved | Total | غرفة صمام الدخول (Inlet Gate Valve) تركيب واختبار اعمال داكتايل يشمل محبس من الزهر المرن 300 مم ووصلات الحائط ووصله الفك والتركيب وكوبلينج من الطرفين والقطع الخاصة والمسامير والصواميل والورد والجوانات والركائز والدعامات وجميع الحماية الخرسانية اللازمة لانهاء أعمال تركيب محبس البوابة ليكون صالح للتشغيل كما هو محدد برسومات التنفيذيه | NO | 3 | 3 | 7200 | 21600 | SC_Apply | السعيد ابراهيم عبدالرؤوف ابراهيم بعلول | Total | غرفة صمام الدخول (Inlet Gate Valve) تركيب واختبار اعمال داكتايل يشمل محبس من الزهر المرن 300 مم ووصلات الحائط ووصله الفك والتركيب وكوبلينج من الطرفين والقطع الخاصة والمسامير والصواميل والورد والجوانات والركائز والدعامات وجميع الحماية الخرسانية اللازمة لانهاء أعمال تركيب محبس البوابة ليكون صالح للتشغيل كما هو محدد برسومات التنفيذيه | NO | 3 | 8000 | 24000 | EGP | SC_Apply
Damietta Container Terminal-Infra & Bldgs _0216 |  | RFQ-00033 | Ahmed Adel | MEP (Electro Mechanical) | 2024-09-26 | UPVC PIPES - STORM NETWORK | Approved | 10.19 - Infrastrucure-Stormwater Network-02630-2.1.2 | Ø250 mm pipe. | MTR | 650 | 650 | 10.26 | 6669 | MAT_Raw | السعودية لصناعه المواسير ولوازمها(المنيف للانابيب | 10.19 - Infrastrucure-Stormwater Network-02630-2.1.2 | Ø250 mm pipe. | MTR | 650 | 385.39 | 250503.5 | EGP | MAT_Raw
Damietta Container Terminal-Infra & Bldgs _0216 |  | RFQ-00033 | Ahmed Adel | MEP (Electro Mechanical) | 2024-09-26 | UPVC PIPES - STORM NETWORK | Approved | 10.19 - Infrastrucure-Stormwater Network-02630-2.1.3 | Ø315 mm pipe. | MTR | 3670 | 3670 | 15.38 | 56444.6 | MAT_Raw | السعودية لصناعه المواسير ولوازمها(المنيف للانابيب | 10.19 - Infrastrucure-Stormwater Network-02630-2.1.3 | Ø315 mm pipe. | MTR | 3670 | 584.19 | 2143977.3 | EGP | MAT_Raw
Damietta Container Terminal-Infra & Bldgs _0216 |  | RFQ-00033 | Ahmed Adel | MEP (Electro Mechanical) | 2024-09-26 | UPVC PIPES - STORM NETWORK | Approved | 10.19 - Infrastrucure-Stormwater Network-02630-2.1.4 | Ø355 mm pipe. | MTR | 2000 | 2000 | 18.8 | 37600 | MAT_Raw | السعودية لصناعه المواسير ولوازمها(المنيف للانابيب | 10.19 - Infrastrucure-Stormwater Network-02630-2.1.4 | Ø355 mm pipe. | MTR | 2000 | 646.31 | 1292620 | EGP | MAT_Raw
Damietta Container Terminal-Infra & Bldgs _0216 |  | RFQ-00033 | Ahmed Adel | MEP (Electro Mechanical) | 2024-09-26 | UPVC PIPES - STORM NETWORK | Approved | 10.19 - Infrastrucure-Stormwater Network-02630-2.1.5 | Ø400 mm pipe. | MTR | 1500 | 1500 | 23.93 | 35895 | MAT_Raw | السعودية لصناعه المواسير ولوازمها(المنيف للانابيب | 10.19 - Infrastrucure-Stormwater Network-02630-2.1.5 | Ø400 mm pipe. | MTR | 1500 | 874.46 | 1311690 | EGP | MAT_Raw
Damietta Container Terminal-Infra & Bldgs _0216 |  | RFQ-00032 | Ahmed Adel | MEP (Electro Mechanical) | 2024-09-26 | UPVC PIPES - FRESH WATER NETWORK | Approved | 10.17 - Infrastrucure-Freshwater System-02510-4.1.5 | Ø 65 mm water pipe | MTR | 520 | 520 | 3.57 | 1856.4 | MAT_Raw | السعودية لصناعه المواسير ولوازمها(المنيف للانابيب | 10.17 - Infrastrucure-Freshwater System-02510-4.1.5 | Ø 65 mm water pipe | MTR | 520 | 43.1 | 22412 | EGP | MAT_Raw
Damietta Container Terminal-Infra & Bldgs _0216 |  | RFQ-00032 | Ahmed Adel | MEP (Electro Mechanical) | 2024-09-26 | UPVC PIPES - FRESH WATER NETWORK | Approved | 10.17 - Infrastrucure-Freshwater System-02510-4.1.6 | Ø 80 mm water pipe | MTR | 1480 | 1480 | 4.46 | 6600.8 | MAT_Raw | السعودية لصناعه المواسير ولوازمها(المنيف للانابيب | 10.17 - Infrastrucure-Freshwater System-02510-4.1.6 | Ø 80 mm water pipe | MTR | 1480 | 89.15 | 131942 | EGP | MAT_Raw
Damietta Container Terminal-Infra & Bldgs _0216 |  | RFQ-00032 | Ahmed Adel | MEP (Electro Mechanical) | 2024-09-26 | UPVC PIPES - FRESH WATER NETWORK | Approved | 10.17 - Infrastrucure-Freshwater System-02510-4.1.7 | Ø 100 mm water pipe | MTR | 1200 | 1200 | 8.04 | 9648 | MAT_Raw | السعودية لصناعه المواسير ولوازمها(المنيف للانابيب | 10.17 - Infrastrucure-Freshwater System-02510-4.1.7 | Ø 100 mm water pipe | MTR | 1200 | 134.79 | 161748 | EGP | MAT_Raw
Damietta Container Terminal-Infra & Bldgs _0216 |  | RFQ-00032 | Ahmed Adel | MEP (Electro Mechanical) | 2024-09-26 | UPVC PIPES - FRESH WATER NETWORK | Approved | 10.17 - Infrastrucure-Freshwater System-02510-4.1.2 | Ø 25 mm water pipe | MTR | 250 | 250 | 0.89 | 222.5 | MAT_Raw | السعودية لصناعه المواسير ولوازمها(المنيف للانابيب | 10.17 - Infrastrucure-Freshwater System-02510-4.1.2 | Ø 25 mm water pipe | MTR | 250 | 18.26 | 4565 | EGP | MAT_Raw
Damietta Container Terminal-Infra & Bldgs _0216 |  | RFQ-00032 | Ahmed Adel | MEP (Electro Mechanical) | 2024-09-26 | UPVC PIPES - FRESH WATER NETWORK | Approved | 10.17 - Infrastrucure-Freshwater System-02510-4.1.3 | Ø 32 mm water pipe | MTR | 50 | 50 | 0.89 | 44.5 | MAT_Raw | السعودية لصناعه المواسير ولوازمها(المنيف للانابيب | 10.17 - Infrastrucure-Freshwater System-02510-4.1.3 | Ø 32 mm water pipe | MTR | 50 | 16.11 | 805.5 | EGP | MAT_Raw
Damietta Container Terminal-Infra & Bldgs _0216 |  | RFQ-00032 | Ahmed Adel | MEP (Electro Mechanical) | 2024-09-26 | UPVC PIPES - FRESH WATER NETWORK | Approved | 10.17 - Infrastrucure-Freshwater System-02510-4.1.4 | Ø 50 mm water pipe | MTR | 200 | 200 | 1.79 | 358 | MAT_Raw | السعودية لصناعه المواسير ولوازمها(المنيف للانابيب | 10.17 - Infrastrucure-Freshwater System-02510-4.1.4 | Ø 50 mm water pipe | MTR | 200 | 143.42 | 28684 | EGP | MAT_Raw
Damietta Container Terminal-Infra & Bldgs _0216 |  | RFQ-00034 | Ahmed Adel | MEP (Electro Mechanical) | 2024-09-26 | UPVC FITTINGS - FRESH WATER & STORM NETWORK | Approved | 10.19 - Infrastrucure- Storm + Sewage + Fresh Water | Total UPVC Wet Utilites | LS | 1 | 0.5 | 65156 | 32578 | MAT_Misc | السعودية لصناعه المواسير ولوازمها(المنيف للانابيب | 10.19 - Infrastrucure- Storm + Sewage + Fresh Water | Total UPVC Wet Utilites | LS | 0.5 | 1942963.24 | 971481.62 | EGP | MAT_Misc
Abo Shanab El Agamien _0195 |  | RFQ-00099 | Mostafa Ramadan | Operation | 2024-10-01 | Executing Valve Chambers | Approved | 1 - Sharaf Al Deen-Bill No. 2 - Forcemain-15-2.2-a | Valve chamber type (A) | ECH | 1 | 1 | 27267.9 | 27267.9 | OTH | سيف الدين عماد احمد عبدالله | 1 - Sharaf Al Deen-Bill No. 2 - Forcemain-15-2.2-a | Valve chamber type (A) | ECH | 1 | 81000 | 81000 | EGP | OTH
Abo Shanab El Agamien _0195 |  | RFQ-00099 | Mostafa Ramadan | Operation | 2024-10-01 | Executing Valve Chambers | Approved | 5 - 5-Tahawi Village.5-Tahawi Village-Bill No. 2 - Forcemain-9-2.2-a | Valve chamber type (A) | ECH | 1 | 1 | 33967.98 | 33967.98 | OTH | سيف الدين عماد احمد عبدالله | 5 - 5-Tahawi Village.5-Tahawi Village-Bill No. 2 - Forcemain-9-2.2-a | Valve chamber type (A) | ECH | 1 | 72000 | 72000 | EGP | OTH
Abo Shanab El Agamien _0195 |  | RFQ-00099 | Mostafa Ramadan | Operation | 2024-10-01 | Executing Valve Chambers | Approved | 7 - 7-Iz. Raslan & Iz. Mokhtar Eiss.7-Iz. Raslan & Iz. Mokhtar Eissa-Bill No. 2 - Forcemain-10-2.2-a | Valve chamber type (A) | ECH | 1 | 1 | 33967.98 | 33967.98 | OTH | سيف الدين عماد احمد عبدالله | 7 - 7-Iz. Raslan & Iz. Mokhtar Eiss.7-Iz. Raslan & Iz. Mokhtar Eissa-Bill No. 2 - Forcemain-10-2.2-a | Valve chamber type (A) | ECH | 1 | 72000 | 72000 | EGP | OTH
Abo Shanab El Agamien _0195 |  | RFQ-00099 | Mostafa Ramadan | Operation | 2024-10-01 | Executing Valve Chambers | Approved | 9 - 9-Iz. Seror.9-Iz. Seror-Bill No. 2 - Forcemain-10-2.2-a | Valve chamber type (A) | ECH | 1 | 1 | 33967.98 | 33967.98 | OTH | سيف الدين عماد احمد عبدالله | 9 - 9-Iz. Seror.9-Iz. Seror-Bill No. 2 - Forcemain-10-2.2-a | Valve chamber type (A) | ECH | 1 | 72000 | 72000 | EGP | OTH
Abo Shanab El Agamien _0195 |  | RFQ-00099 | Mostafa Ramadan | Operation | 2024-10-01 | Executing Valve Chambers | Approved | 8 - 8-Iz. Abd Al-Qawy Salem & Iz. Z.8-Iz. Abd Al-Qawy Salem & Iz. Zaraby-Bill No. 2 - Forcemain-9-2.2-b | Washout valve chamber type (A) | ECH | 3 | 3 | 29190.11 | 87570.33 | OTH | سيف الدين عماد احمد عبدالله | 8 - 8-Iz. Abd Al-Qawy Salem & Iz. Z.8-Iz. Abd Al-Qawy Salem & Iz. Zaraby-Bill No. 2 - Forcemain-9-2.2-b | Washout valve chamber type (A) | ECH | 3 | 67500 | 202500 | EGP | OTH
Abo Shanab El Agamien _0195 |  | RFQ-00099 | Mostafa Ramadan | Operation | 2024-10-01 | Executing Valve Chambers | Approved | 9 - 9-Iz. Seror.9-Iz. Seror-Bill No. 2 - Forcemain-10-2.2-b | Washout valve chamber type (A) | ECH | 1 | 1 | 29190.11 | 29190.11 | OTH | سيف الدين عماد احمد عبدالله | 9 - 9-Iz. Seror.9-Iz. Seror-Bill No. 2 - Forcemain-10-2.2-b | Washout valve chamber type (A) | ECH | 1 | 67500 | 67500 | EGP | OTH
Abo Shanab El Agamien _0195 |  | RFQ-00099 | Mostafa Ramadan | Operation | 2024-10-01 | Executing Valve Chambers | Approved | 1 - Sharaf Al Deen-Bill No. 2 - Forcemain-15-2.2-b | Wash-out valve chamber | ECH | 4 | 4 | 22939.25 | 91757 | OTH | سيف الدين عماد احمد عبدالله | 1 - Sharaf Al Deen-Bill No. 2 - Forcemain-15-2.2-b | Wash-out valve chamber | ECH | 4 | 67500 | 270000 | EGP | OTH
Abo Shanab El Agamien _0195 |  | RFQ-00099 | Mostafa Ramadan | Operation | 2024-10-01 | Executing Valve Chambers | Approved | 5 - 5-Tahawi Village.5-Tahawi Village-Bill No. 2 - Forcemain-9-2.2-b | Wash-out valve chamber | ECH | 1 | 1 | 29190.11 | 29190.11 | OTH | سيف الدين عماد احمد عبدالله | 5 - 5-Tahawi Village.5-Tahawi Village-Bill No. 2 - Forcemain-9-2.2-b | Wash-out valve chamber | ECH | 1 | 67500 | 67500 | EGP | OTH
Abo Shanab El Agamien _0195 |  | RFQ-00099 | Mostafa Ramadan | Operation | 2024-10-01 | Executing Valve Chambers | Approved | 6 - 6-Huwaydi Village.6-Huwaydi Village-Bill No. 2 - Forcemain-9-2.2-b | Wash-out valve chamber | ECH | 2 | 2 | 29190.11 | 58380.22 | OTH | سيف الدين عماد احمد عبدالله | 6 - 6-Huwaydi Village.6-Huwaydi Village-Bill No. 2 - Forcemain-9-2.2-b | Wash-out valve chamber | ECH | 2 | 67500 | 135000 | EGP | OTH
Abo Shanab El Agamien _0195 |  | RFQ-00099 | Mostafa Ramadan | Operation | 2024-10-01 | Executing Valve Chambers | Approved | 7 - 7-Iz. Raslan & Iz. Mokhtar Eiss.7-Iz. Raslan & Iz. Mokhtar Eissa-Bill No. 2 - Forcemain-10-2.2-b | Air Release valve chamber | ECH | 1 | 1 | 22966.37 | 22966.37 | OTH | سيف الدين عماد احمد عبدالله | 7 - 7-Iz. Raslan & Iz. Mokhtar Eiss.7-Iz. Raslan & Iz. Mokhtar Eissa-Bill No. 2 - Forcemain-10-2.2-b | Air Release valve chamber | ECH | 1 | 58500 | 58500 | EGP | OTH
Abo Shanab El Agamien _0195 |  | RFQ-00099 | Mostafa Ramadan | Operation | 2024-10-01 | Executing Valve Chambers | Approved | 1 - Sharaf Al Deen-Bill No. 2 - Forcemain-15-2.2-c | Air Release valve chamber | ECH | 3 | 3 | 18447.72 | 55343.16 | OTH | سيف الدين عماد احمد عبدالله | 1 - Sharaf Al Deen-Bill No. 2 - Forcemain-15-2.2-c | Air Release valve chamber | ECH | 3 | 58500 | 175500 | EGP | OTH
Abo Shanab El Agamien _0195 |  | RFQ-00099 | Mostafa Ramadan | Operation | 2024-10-01 | Executing Valve Chambers | Approved | 5 - 5-Tahawi Village.5-Tahawi Village-Bill No. 2 - Forcemain-9-2.2-c | Air Release valve chamber | ECH | 1 | 1 | 22966.37 | 22966.37 | OTH | سيف الدين عماد احمد عبدالله | 5 - 5-Tahawi Village.5-Tahawi Village-Bill No. 2 - Forcemain-9-2.2-c | Air Release valve chamber | ECH | 1 | 58500 | 58500 | EGP | OTH
Abo Shanab El Agamien _0195 |  | RFQ-00099 | Mostafa Ramadan | Operation | 2024-10-01 | Executing Valve Chambers | Approved | 8 - 8-Iz. Abd Al-Qawy Salem & Iz. Z.8-Iz. Abd Al-Qawy Salem & Iz. Zaraby-Bill No. 2 - Forcemain-9-2.2-c | Air Release valve chamber | ECH | 4 | 4 | 22966.37 | 91865.48 | OTH | سيف الدين عماد احمد عبدالله | 8 - 8-Iz. Abd Al-Qawy Salem & Iz. Z.8-Iz. Abd Al-Qawy Salem & Iz. Zaraby-Bill No. 2 - Forcemain-9-2.2-c | Air Release valve chamber | ECH | 4 | 58500 | 234000 | EGP | OTH
Abo Shanab El Agamien _0195 |  | RFQ-00099 | Mostafa Ramadan | Operation | 2024-10-01 | Executing Valve Chambers | Approved | 6 - 6-Huwaydi Village.6-Huwaydi Village-Bill No. 2 - Forcemain-9-2.2-c | Air Release valve chamber | ECH | 2 | 2 | 22966.37 | 45932.74 | OTH | سيف الدين عماد احمد عبدالله | 6 - 6-Huwaydi Village.6-Huwaydi Village-Bill No. 2 - Forcemain-9-2.2-c | Air Release valve chamber | ECH | 2 | 58500 | 117000 | EGP | OTH
Abo Shanab El Agamien _0195 |  | RFQ-00099 | Mostafa Ramadan | Operation | 2024-10-01 | Executing Valve Chambers | Approved | 4 - 4-Iz. Al Biltaji.4-Iz. Al Biltaji-Bill No. 2 - Forcemain-9-2.2-b | Air Release valve chamber | ECH | 2 | 2 | 22966.37 | 45932.74 | OTH | سيف الدين عماد احمد عبدالله | 4 - 4-Iz. Al Biltaji.4-Iz. Al Biltaji-Bill No. 2 - Forcemain-9-2.2-b | Air Release valve chamber | ECH | 2 | 58500 | 117000 | EGP | OTH
Abo Shanab El Agamien _0195 |  | RFQ-00099 | Mostafa Ramadan | Operation | 2024-10-01 | Executing Valve Chambers | Approved | 9 - 9-Iz. Seror.9-Iz. Seror-Bill No. 2 - Forcemain-10-2.2-c | Air Release valve chamber | ECH | 1 | 1 | 22966.37 | 22966.37 | OTH | سيف الدين عماد احمد عبدالله | 9 - 9-Iz. Seror.9-Iz. Seror-Bill No. 2 - Forcemain-10-2.2-c | Air Release valve chamber | ECH | 1 | 58500 | 58500 | EGP | OTH
Abo Shanab El Agamien _0195 |  | RFQ-00099 | Mostafa Ramadan | Operation | 2024-10-01 | Executing Valve Chambers | Approved | 9 - 9-Iz. Seror.9-Iz. Seror-Bill No. 2 - Forcemain-10-2.2-e | Flowmeter chamber | ECH | 1 | 1 | 25423.9 | 25423.9 | OTH | سيف الدين عماد احمد عبدالله | 9 - 9-Iz. Seror.9-Iz. Seror-Bill No. 2 - Forcemain-10-2.2-e | Flowmeter chamber | ECH | 1 | 49500 | 49500 | EGP | OTH
Abo Shanab El Agamien _0195 |  | RFQ-00099 | Mostafa Ramadan | Operation | 2024-10-01 | Executing Valve Chambers | Approved | 8 - 8-Iz. Abd Al-Qawy Salem & Iz. Z.8-Iz. Abd Al-Qawy Salem & Iz. Zaraby-Bill No. 2 - Forcemain-9-2.2-e | Flowmeter chamber | ECH | 1 | 1 | 25423.9 | 25423.9 | OTH | سيف الدين عماد احمد عبدالله | 8 - 8-Iz. Abd Al-Qawy Salem & Iz. Z.8-Iz. Abd Al-Qawy Salem & Iz. Zaraby-Bill No. 2 - Forcemain-9-2.2-e | Flowmeter chamber | ECH | 1 | 49500 | 49500 | EGP | OTH
Abo Shanab El Agamien _0195 |  | RFQ-00099 | Mostafa Ramadan | Operation | 2024-10-01 | Executing Valve Chambers | Approved | 6 - 6-Huwaydi Village.6-Huwaydi Village-Bill No. 2 - Forcemain-9-2.2-e | Flowmeter chamber | ECH | 1 | 1 | 25423.9 | 25423.9 | OTH | سيف الدين عماد احمد عبدالله | 6 - 6-Huwaydi Village.6-Huwaydi Village-Bill No. 2 - Forcemain-9-2.2-e | Flowmeter chamber | ECH | 1 | 54000 | 54000 | EGP | OTH
Abo Shanab El Agamien _0195 |  | RFQ-00099 | Mostafa Ramadan | Operation | 2024-10-01 | Executing Valve Chambers | Approved | 7 - 7-Iz. Raslan & Iz. Mokhtar Eiss.7-Iz. Raslan & Iz. Mokhtar Eissa-Bill No. 2 - Forcemain-10-2.2-d | Flowmeter chamber | ECH | 1 | 1 | 25423.9 | 25423.9 | OTH | سيف الدين عماد احمد عبدالله | 7 - 7-Iz. Raslan & Iz. Mokhtar Eiss.7-Iz. Raslan & Iz. Mokhtar Eissa-Bill No. 2 - Forcemain-10-2.2-d | Flowmeter chamber | ECH | 1 | 49500 | 49500 | EGP | OTH
Red Sea Museum-Bab El-Bunt _K0003 |  | RFQ-00024 | Sherif Mahmoud | Procurement | 2024-10-08 | Wooden Work Structure RFQ. | Approved | **10.14.11 - 061500-P1-H | Circular beams 200mm diameter - Supply | MTR | 2731 | 2731 | 1400 | 3823400 | SC_Supply | MK WOOD SOLUTIONS | **10.14.11 - 061500-P1-H | Circular beams 200mm diameter - Supply | MTR | 2731 | 1513.17 | 4132467.27 | SAR | SC_Supply
Red Sea Museum-Bab El-Bunt _K0003 |  | RFQ-00024 | Sherif Mahmoud | Procurement | 2024-10-08 | Wooden Work Structure RFQ. | Approved | **10.14.11 - 061500-P1-J | Wood planks (concrete slab measured separately) - Supply | SQM | 615.5 | 615.5 | 1169.36 | 719741.08 | SC_Supply | MK WOOD SOLUTIONS | **10.14.11 - 061500-P1-J | Wood planks (concrete slab measured separately) - Supply | SQM | 615.5 | 494.27 | 304223.18 | SAR | SC_Supply
Red Sea Museum-Bab El-Bunt _K0003 |  | RFQ-00024 | Sherif Mahmoud | Procurement | 2024-10-08 | Wooden Work Structure RFQ. | Approved | **10.14.11 - 061500-P1-J | Solid Iroko wood nailed planks - Wood planks (concrete slab measured separately) Spruce 20 mm*205 mm + class 2 tratment | SQM | 615.5 | 615.5 | 1169.36 | 719741.08 | SC_Supply | MK WOOD SOLUTIONS | **10.14.11 - 061500-P1-J | Solid Iroko wood nailed planks - Wood planks (concrete slab measured separately) Spruce 20 mm*205 mm + class 2 tratment | SQM | 615.5 | 200.79 | 123586.24 | SAR | SC_Supply
Abo Shanab El Agamien _0195 |  | RFQ-00097 | Ahmed Fouad | MEP (Electro Mechanical) | 2024-09-17 | اعمال تركيب خمس محطات | Approved | Total | غرفة صمام الدخول (Inlet Gate Valve) تركيب واختبار اعمال داكتايل يشمل محبس من الزهر المرن 250 مم ووصلات الحائط ووصله الفك والتركيب وكوبلينج من الطرفين والقطع الخاصة والمسامير والصواميل والورد والجوانات والركائز والدعامات وجميع الحماية الخرسانية اللازمة لانهاء أعمال تركيب محبس البوابة ليكون صالح للتشغيل كما هو محدد برسومات التنفيذيه | NO | 2 | 2 | 6000 | 12000 | SC_Apply | السعيد ابراهيم عبدالرؤوف ابراهيم بعلول | Total | غرفة صمام الدخول (Inlet Gate Valve) تركيب واختبار اعمال داكتايل يشمل محبس من الزهر المرن 250 مم ووصلات الحائط ووصله الفك والتركيب وكوبلينج من الطرفين والقطع الخاصة والمسامير والصواميل والورد والجوانات والركائز والدعامات وجميع الحماية الخرسانية اللازمة لانهاء أعمال تركيب محبس البوابة ليكون صالح للتشغيل كما هو محدد برسومات التنفيذيه | NO | 2 | 6500 | 13000 | EGP | SC_Apply
Abo Shanab El Agamien _0195 |  | RFQ-00097 | Ahmed Fouad | MEP (Electro Mechanical) | 2024-09-17 | اعمال تركيب خمس محطات | Approved | Total | المضخات الغاطسه تركيب وإختبار وتشغيل وتسليم مضخة غاطسة 17 لتر / ثانية ، رفع 20 م متصله بمحرك كهربائي كامل مع كوع جزمه وقضبان التوجيه والوصلة و الكابل الغاطس وجميع عناصر الحماية ... إلخ) وكافة الاكسسوارات لحالة عمل جيدة ،وفقا الرسومات التنفيذيه وتوصيات المورد كما يشمل خط طرد المضخات (Pumps Delivery) تركيب وإختبار وتشغيل وتسليم خط طرد المضخات من نوع مواسير زهر مرن ( دكتايل) Ggg50 قطر 150 مم للخطوط ومحابس البوابه و محابس عدم الرجوع كاملة مع الوصلات والتركيب ، ... إلخ ، وفقًا للرسومات التنفيذيه . ( داخل البياره و داخل الغرفه الملحقه لها) وذلك لعدد 2 مضخه بالبياره كما يشمل خط الطرد الرئيسى (Main Header) تركيب وإختبار وتشغيل وتسليم خط الطرد الرئيسى نوع مواسير زهر مرن ( دكتايل) Ggg50 قطر 200 مم للخط كامل مع المحابس وقطع التركيب الجاهزه للمواسير من أكواع ومشتركات و وصلات الإستطاله ... إلخ ، وفقًا للرسومات التنفيذيه ( داخل الغرفه الملحقه للبياره) كما يشمل مصافي السلة تركيب وتسليم مصافي السلة وتشمل جميع الملحقات وفقًا الرسومات التنفيذيه وتوصيات مورد النظام. كما يشمل رافعات تركيب وتشغيل ونش دوار 1 طن كامل مع جميع الملحقات وفقًا الرسومات التنفيذيه وتوصيات مورد النظام. | LS | 1 | 1 | 96624 | 96624 | SC_Apply | السعيد ابراهيم عبدالرؤوف ابراهيم بعلول | Total | المضخات الغاطسه تركيب وإختبار وتشغيل وتسليم مضخة غاطسة 17 لتر / ثانية ، رفع 20 م متصله بمحرك كهربائي كامل مع كوع جزمه وقضبان التوجيه والوصلة و الكابل الغاطس وجميع عناصر الحماية ... إلخ) وكافة الاكسسوارات لحالة عمل جيدة ،وفقا الرسومات التنفيذيه وتوصيات المورد كما يشمل خط طرد المضخات (Pumps Delivery) تركيب وإختبار وتشغيل وتسليم خط طرد المضخات من نوع مواسير زهر مرن ( دكتايل) Ggg50 قطر 150 مم للخطوط ومحابس البوابه و محابس عدم الرجوع كاملة مع الوصلات والتركيب ، ... إلخ ، وفقًا للرسومات التنفيذيه . ( داخل البياره و داخل الغرفه الملحقه لها) وذلك لعدد 2 مضخه بالبياره كما يشمل خط الطرد الرئيسى (Main Header) تركيب وإختبار وتشغيل وتسليم خط الطرد الرئيسى نوع مواسير زهر مرن ( دكتايل) Ggg50 قطر 200 مم للخط كامل مع المحابس وقطع التركيب الجاهزه للمواسير من أكواع ومشتركات و وصلات الإستطاله ... إلخ ، وفقًا للرسومات التنفيذيه ( داخل الغرفه الملحقه للبياره) كما يشمل مصافي السلة تركيب وتسليم مصافي السلة وتشمل جميع الملحقات وفقًا الرسومات التنفيذيه وتوصيات مورد النظام. كما يشمل رافعات تركيب وتشغيل ونش دوار 1 طن كامل مع جميع الملحقات وفقًا الرسومات التنفيذيه وتوصيات مورد النظام. | LS | 1 | 105890 | 105890 | EGP | SC_Apply
Abo Shanab El Agamien _0195 |  | RFQ-00097 | Ahmed Fouad | MEP (Electro Mechanical) | 2024-09-17 | اعمال تركيب خمس محطات | Approved | Total | غرفة محبس غسيل ( العدايه) تركيب واختبار نظام داكتايل (DN 150) يشمل محابس البوابه من الزهر المرن ووصلات الفك والتركيب والقطع الخاصة والمشتركات والأكواع ووصلات الحائط ووصلات الإستطاله شامل المسامير والصواميل والورد والجوانات والركائز والدعامات الخرسانيه وكل مايلزم لنهو الأعمال داخل الغرفه وتوصيلها على مواسير الزهر المرن خارج الغرفه طبقا للمواصفات والرسومات التنفيذيه | NO | 1 | 1 | 7000 | 7000 | SC_Apply | السعيد ابراهيم عبدالرؤوف ابراهيم بعلول | Total | غرفة محبس غسيل ( العدايه) تركيب واختبار نظام داكتايل (DN 150) يشمل محابس البوابه من الزهر المرن ووصلات الفك والتركيب والقطع الخاصة والمشتركات والأكواع ووصلات الحائط ووصلات الإستطاله شامل المسامير والصواميل والورد والجوانات والركائز والدعامات الخرسانيه وكل مايلزم لنهو الأعمال داخل الغرفه وتوصيلها على مواسير الزهر المرن خارج الغرفه طبقا للمواصفات والرسومات التنفيذيه | NO | 1 | 6200 | 6200 | EGP | SC_Apply
Abo Shanab El Agamien _0195 |  | RFQ-00097 | Ahmed Fouad | MEP (Electro Mechanical) | 2024-09-17 | اعمال تركيب خمس محطات | Approved | Total | غرفة تهدئه تركيب واختبار نظام داكتايل ( DN 200 ) يشمل وصلات الحائط والقطع الخاصة والأكواع شامل المسامير والصواميل والورد والجوانات والركائز والدعامات الخرسانيه وكل مايلزم لنهو الأعمال داخل الغرفه وتوصيلها على مواسير الزهر المرن خارج الغرفه طبقا للمواصفات والرسومات التنفيذيه | NO | 2 | 2 | 1600 | 3200 | SC_Apply | السعيد ابراهيم عبدالرؤوف ابراهيم بعلول | Total | غرفة تهدئه تركيب واختبار نظام داكتايل ( DN 200 ) يشمل وصلات الحائط والقطع الخاصة والأكواع شامل المسامير والصواميل والورد والجوانات والركائز والدعامات الخرسانيه وكل مايلزم لنهو الأعمال داخل الغرفه وتوصيلها على مواسير الزهر المرن خارج الغرفه طبقا للمواصفات والرسومات التنفيذيه | NO | 2 | 4000 | 8000 | EGP | SC_Apply
Abo Shanab El Agamien _0195 |  | RFQ-00097 | Ahmed Fouad | MEP (Electro Mechanical) | 2024-09-17 | اعمال تركيب خمس محطات | Approved | Total | غرفة العدايه تركيب واختبار نظام داكتايل ( DN 200 ) يشمل وصلات الحائط والقطع الخاصة والأكواع ووصلات الإستطاله شامل المسامير والصواميل والورد والجوانات والركائز والدعامات الخرسانيه وكل مايلزم لنهو الأعمال داخل الغرفه وتوصيلها على مواسير الزهر المرن خارج الغرفه طبقا للمواصفات والرسومات التنفيذيه | NO | 1 | 1 | 6400 | 6400 | SC_Apply | السعيد ابراهيم عبدالرؤوف ابراهيم بعلول | Total | غرفة العدايه تركيب واختبار نظام داكتايل ( DN 200 ) يشمل وصلات الحائط والقطع الخاصة والأكواع ووصلات الإستطاله شامل المسامير والصواميل والورد والجوانات والركائز والدعامات الخرسانيه وكل مايلزم لنهو الأعمال داخل الغرفه وتوصيلها على مواسير الزهر المرن خارج الغرفه طبقا للمواصفات والرسومات التنفيذيه | NO | 1 | 6500 | 6500 | EGP | SC_Apply
Abo Shanab El Agamien _0195 |  | RFQ-00097 | Ahmed Fouad | MEP (Electro Mechanical) | 2024-09-17 | اعمال تركيب خمس محطات | Approved | Total | غرفة العدايه تركيب واختبار نظام داكتايل ( DN 150 ) يشمل وصلات الحائط والقطع الخاصة والأكواع ووصلات الإستطاله شامل المسامير والصواميل والورد والجوانات والركائز والدعامات الخرسانيه وكل مايلزم لنهو الأعمال داخل الغرفه وتوصيلها على مواسير الزهر المرن خارج الغرفه طبقا للمواصفات والرسومات التنفيذيه | NO | 1 | 1 | 5400 | 5400 | SC_Apply | السعيد ابراهيم عبدالرؤوف ابراهيم بعلول | Total | غرفة العدايه تركيب واختبار نظام داكتايل ( DN 150 ) يشمل وصلات الحائط والقطع الخاصة والأكواع ووصلات الإستطاله شامل المسامير والصواميل والورد والجوانات والركائز والدعامات الخرسانيه وكل مايلزم لنهو الأعمال داخل الغرفه وتوصيلها على مواسير الزهر المرن خارج الغرفه طبقا للمواصفات والرسومات التنفيذيه | NO | 1 | 5800 | 5800 | EGP | SC_Apply
Abo Shanab El Agamien _0195 |  | RFQ-00097 | Ahmed Fouad | MEP (Electro Mechanical) | 2024-09-17 | اعمال تركيب خمس محطات | Approved | 8 - 8-Iz. Abd Al-Qawy Salem & Iz. Z.8-Iz. Abd Al-Qawy Salem & Iz. Zaraby-Bill No. 3.1 - Iz. Abd Al-Qawy & Iz. Zaraby Salem Main Pumping Station (Mechanical works)-20-3.4.5-a. | Supply, Test, Delivery, Erection of Hammering control systems, complete with all accessories as per Contract documents, the Contractor is responsible for the anti-hammer system .protection system comprises of the following components: - Hybrid surge vessel 1.2 m3 ( d: 1 m - 1.6 m height ) | ECH | 1 | 1 | 80000 | 80000 | SC_Apply | السعيد ابراهيم عبدالرؤوف ابراهيم بعلول | 8 - 8-Iz. Abd Al-Qawy Salem & Iz. Z.8-Iz. Abd Al-Qawy Salem & Iz. Zaraby-Bill No. 3.1 - Iz. Abd Al-Qawy & Iz. Zaraby Salem Main Pumping Station (Mechanical works)-20-3.4.5-a. | Supply, Test, Delivery, Erection of Hammering control systems, complete with all accessories as per Contract documents, the Contractor is responsible for the anti-hammer system .protection system comprises of the following components: - Hybrid surge vessel 1.2 m3 ( d: 1 m - 1.6 m height ) | ECH | 1 | 20700 | 20700 | EGP | SC_Apply
Abo Shanab El Agamien _0195 |  | RFQ-00097 | Ahmed Fouad | MEP (Electro Mechanical) | 2024-09-17 | اعمال تركيب خمس محطات | Approved | 2 - 2- Iz. Kariman Sednaoui.2- Iz. Kariman Sednaoui-Bill No.3.4 - Iz. Kariman Sednaoui Pump Station (Mechanical works)-20-3.4.6-a. | Supply, Test, Delivery, Erection of Hammering control systems, complete with compressors and all accessories as per Contract documents, the Contractor is responsible for the anti-hammer system .protection system comprises of the following components:- - Surge vessel 2.2 m3 ( d: 1.2 m - 2 m height ) | ECH | 1 | 1 | 80000 | 80000 | SC_Apply | السعيد ابراهيم عبدالرؤوف ابراهيم بعلول | 2 - 2- Iz. Kariman Sednaoui.2- Iz. Kariman Sednaoui-Bill No.3.4 - Iz. Kariman Sednaoui Pump Station (Mechanical works)-20-3.4.6-a. | Supply, Test, Delivery, Erection of Hammering control systems, complete with compressors and all accessories as per Contract documents, the Contractor is responsible for the anti-hammer system .protection system comprises of the following components:- - Surge vessel 2.2 m3 ( d: 1.2 m - 2 m height ) | ECH | 1 | 20750 | 20750 | EGP | SC_Apply
Abo Shanab El Agamien _0195 |  | RFQ-00099 | Mostafa Ramadan | Operation | 2024-10-01 | Executing Valve Chambers | Approved | 5 - 5-Tahawi Village.5-Tahawi Village-Bill No. 2 - Forcemain-9-2.2-d | Flowmeter chamber | ECH | 1 | 1 | 25423.9 | 25423.9 | OTH | سيف الدين عماد احمد عبدالله | 5 - 5-Tahawi Village.5-Tahawi Village-Bill No. 2 - Forcemain-9-2.2-d | Flowmeter chamber | ECH | 1 | 49500 | 49500 | EGP | OTH
Abo Shanab El Agamien _0195 |  | RFQ-00099 | Mostafa Ramadan | Operation | 2024-10-01 | Executing Valve Chambers | Approved | 4 - 4-Iz. Al Biltaji.4-Iz. Al Biltaji-Bill No. 2 - Forcemain-9-2.2-d | Flowmeter chamber | ECH | 1 | 1 | 25423.9 | 25423.9 | OTH | سيف الدين عماد احمد عبدالله | 4 - 4-Iz. Al Biltaji.4-Iz. Al Biltaji-Bill No. 2 - Forcemain-9-2.2-d | Flowmeter chamber | ECH | 1 | 49500 | 49500 | EGP | OTH
Abo Shanab El Agamien _0195 |  | RFQ-00099 | Mostafa Ramadan | Operation | 2024-10-01 | Executing Valve Chambers | Approved | 2 - 2- Iz. Kariman Sednaoui.2- Iz. Kariman Sednaoui-Bill No. 2 - Forcemain-9-2.2-i | Flowmeter chamber | ECH | 1 | 1 | 25423.9 | 25423.9 | OTH | سيف الدين عماد احمد عبدالله | 2 - 2- Iz. Kariman Sednaoui.2- Iz. Kariman Sednaoui-Bill No. 2 - Forcemain-9-2.2-i | Flowmeter chamber | ECH | 1 | 49500 | 49500 | EGP | OTH
Abo Shanab El Agamien _0195 |  | RFQ-00099 | Mostafa Ramadan | Operation | 2024-10-01 | Executing Valve Chambers | Approved | 1 - Sharaf Al Deen-Bill No. 2 - Forcemain-15-2.2-d | Flowmeter chamber | ECH | 1 | 1 | 20494.33 | 20494.33 | OTH | سيف الدين عماد احمد عبدالله | 1 - Sharaf Al Deen-Bill No. 2 - Forcemain-15-2.2-d | Flowmeter chamber | ECH | 1 | 58500 | 58500 | EGP | OTH
Abo Shanab El Agamien _0195 |  | RFQ-00099 | Mostafa Ramadan | Operation | 2024-10-01 | Executing Valve Chambers | Approved | 1 - Sharaf Al Deen-BILL NO. 1: SEWAGE NETWORK-12-1.5.1-a | Inlet chamber on 500mm diameter sewage pipe line | ECH | 1 | 1 | 42774.31 | 42774.31 | OTH | سيف الدين عماد احمد عبدالله | 1 - Sharaf Al Deen-BILL NO. 1: SEWAGE NETWORK-12-1.5.1-a | Inlet chamber on 500mm diameter sewage pipe line | ECH | 1 | 81000 | 81000 | EGP | OTH
Abo Shanab El Agamien _0195 |  | RFQ-00099 | Mostafa Ramadan | Operation | 2024-10-01 | Executing Valve Chambers | Approved | 9 - 9-Iz. Seror.9-Iz. Seror-BILL NO. 1: SEWAGE NETWORK-6-1.5.1-a | Inlet chamber on 250mm diameter sewage pipe line | ECH | 1 | 1 | 60426.02 | 60426.02 | OTH | سيف الدين عماد احمد عبدالله | 9 - 9-Iz. Seror.9-Iz. Seror-BILL NO. 1: SEWAGE NETWORK-6-1.5.1-a | Inlet chamber on 250mm diameter sewage pipe line | ECH | 1 | 72000 | 72000 | EGP | OTH
Abo Shanab El Agamien _0195 |  | RFQ-00099 | Mostafa Ramadan | Operation | 2024-10-01 | Executing Valve Chambers | Approved | 4 - 4-Iz. Al Biltaji.4-Iz. Al Biltaji-BILL NO. 1: SEWAGE NETWORK-6-1.5.1-a | Inlet chamber on 300mm diameter sewage pipe line | ECH | 1 | 1 | 60426.02 | 60426.02 | OTH | سيف الدين عماد احمد عبدالله | 4 - 4-Iz. Al Biltaji.4-Iz. Al Biltaji-BILL NO. 1: SEWAGE NETWORK-6-1.5.1-a | Inlet chamber on 300mm diameter sewage pipe line | ECH | 1 | 72000 | 72000 | EGP | OTH
Abo Shanab El Agamien _0195 |  | RFQ-00099 | Mostafa Ramadan | Operation | 2024-10-01 | Executing Valve Chambers | Approved | 6 - 6-Huwaydi Village.6-Huwaydi Village-BILL NO. 1: SEWAGE NETWORK-6-1.5.1-a | Inlet chamber on 400mm diameter sewage pipe line | ECH | 1 | 1 | 60426.02 | 60426.02 | OTH | سيف الدين عماد احمد عبدالله | 6 - 6-Huwaydi Village.6-Huwaydi Village-BILL NO. 1: SEWAGE NETWORK-6-1.5.1-a | Inlet chamber on 400mm diameter sewage pipe line | ECH | 1 | 76500 | 76500 | EGP | OTH
Abo Shanab El Agamien _0195 |  | RFQ-00099 | Mostafa Ramadan | Operation | 2024-10-01 | Executing Valve Chambers | Approved | 7 - 7-Iz. Raslan & Iz. Mokhtar Eiss.7-Iz. Raslan & Iz. Mokhtar Eissa-BILL NO. 1: SEWAGE NETWORK-7-1.5.1-a | Inlet chamber on 250mm diameter sewage pipe line | ECH | 1 | 1 | 60426.02 | 60426.02 | OTH | سيف الدين عماد احمد عبدالله | 7 - 7-Iz. Raslan & Iz. Mokhtar Eiss.7-Iz. Raslan & Iz. Mokhtar Eissa-BILL NO. 1: SEWAGE NETWORK-7-1.5.1-a | Inlet chamber on 250mm diameter sewage pipe line | ECH | 1 | 72000 | 72000 | EGP | OTH
Abo Shanab El Agamien _0195 |  | RFQ-00099 | Mostafa Ramadan | Operation | 2024-10-01 | Executing Valve Chambers | Approved | 4 - 4-Iz. Al Biltaji.4-Iz. Al Biltaji-Bill No. 2 - Forcemain-9-2.2-c | Slowdown chamber | ECH | 1 | 1 | 51007.4 | 51007.4 | OTH | سيف الدين عماد احمد عبدالله | 4 - 4-Iz. Al Biltaji.4-Iz. Al Biltaji-Bill No. 2 - Forcemain-9-2.2-c | Slowdown chamber | ECH | 1 | 85500 | 85500 | EGP | OTH
Abo Shanab El Agamien _0195 |  | RFQ-00099 | Mostafa Ramadan | Operation | 2024-10-01 | Executing Valve Chambers | Approved | 9 - 9-Iz. Seror.9-Iz. Seror-Bill No. 2 - Forcemain-10-2.2-d | Slowdown chamber | ECH | 1 | 1 | 51007.4 | 51007.4 | OTH | سيف الدين عماد احمد عبدالله | 9 - 9-Iz. Seror.9-Iz. Seror-Bill No. 2 - Forcemain-10-2.2-d | Slowdown chamber | ECH | 1 | 85500 | 85500 | EGP | OTH
Abo Shanab El Agamien _0195 |  | RFQ-00099 | Mostafa Ramadan | Operation | 2024-10-01 | Executing Valve Chambers | Approved | 7 - 7-Iz. Raslan & Iz. Mokhtar Eiss.7-Iz. Raslan & Iz. Mokhtar Eissa-Bill No. 2 - Forcemain-10-2.2-c | Slowdown chamber | ECH | 1 | 1 | 51007.4 | 51007.4 | OTH | سيف الدين عماد احمد عبدالله | 7 - 7-Iz. Raslan & Iz. Mokhtar Eiss.7-Iz. Raslan & Iz. Mokhtar Eissa-Bill No. 2 - Forcemain-10-2.2-c | Slowdown chamber | ECH | 1 | 85500 | 85500 | EGP | OTH
Abo Shanab El Agamien _0195 |  | RFQ-00099 | Mostafa Ramadan | Operation | 2024-10-01 | Executing Valve Chambers | Approved | 8 - 8-Iz. Abd Al-Qawy Salem & Iz. Z.8-Iz. Abd Al-Qawy Salem & Iz. Zaraby-Bill No. 2 - Forcemain-9-2.2-d | Slowdown chamber | ECH | 1 | 1 | 51007.4 | 51007.4 | OTH | سيف الدين عماد احمد عبدالله | 8 - 8-Iz. Abd Al-Qawy Salem & Iz. Z.8-Iz. Abd Al-Qawy Salem & Iz. Zaraby-Bill No. 2 - Forcemain-9-2.2-d | Slowdown chamber | ECH | 1 | 85500 | 85500 | EGP | OTH
Abo Shanab El Agamien _0195 |  | RFQ-00099 | Mostafa Ramadan | Operation | 2024-10-01 | Executing Valve Chambers | Approved | 2 - 2- Iz. Kariman Sednaoui.2- Iz. Kariman Sednaoui-Bill No. 2 - Forcemain-9-2.2-h | Double Slowdown chamber (300&200 mm) | ECH | 1 | 1 | 51007.4 | 51007.4 | OTH | سيف الدين عماد احمد عبدالله | 2 - 2- Iz. Kariman Sednaoui.2- Iz. Kariman Sednaoui-Bill No. 2 - Forcemain-9-2.2-h | Double Slowdown chamber (300&200 mm) | ECH | 1 | 85500 | 85500 | EGP | OTH
Abo Shanab El Agamien _0195 |  | RFQ-00099 | Mostafa Ramadan | Operation | 2024-10-01 | Executing Valve Chambers | Approved | 2 - 2- Iz. Kariman Sednaoui.2- Iz. Kariman Sednaoui-Bill No. 2 - Forcemain-9-2.2-f | Double Slowdown chamber (250&150 mm) | ECH | 1 | 1 | 51007.4 | 51007.4 | OTH | سيف الدين عماد احمد عبدالله | 2 - 2- Iz. Kariman Sednaoui.2- Iz. Kariman Sednaoui-Bill No. 2 - Forcemain-9-2.2-f | Double Slowdown chamber (250&150 mm) | ECH | 1 | 85500 | 85500 | EGP | OTH
Abo Shanab El Agamien _0195 |  | RFQ-00099 | Mostafa Ramadan | Operation | 2024-10-01 | Executing Valve Chambers | Approved | 8 - 8-Iz. Abd Al-Qawy Salem & Iz. Z.8-Iz. Abd Al-Qawy Salem & Iz. Zaraby-BILL NO. 1: SEWAGE NETWORK-6-1.5.1-a | Inlet chamber on 300mm diameter sewage pipe line | ECH | 1 | 1 | 60426.02 | 60426.02 | OTH | سيف الدين عماد احمد عبدالله | 8 - 8-Iz. Abd Al-Qawy Salem & Iz. Z.8-Iz. Abd Al-Qawy Salem & Iz. Zaraby-BILL NO. 1: SEWAGE NETWORK-6-1.5.1-a | Inlet chamber on 300mm diameter sewage pipe line | ECH | 1 | 72000 | 72000 | EGP | OTH
Abo Shanab El Agamien _0195 |  | RFQ-00099 | Mostafa Ramadan | Operation | 2024-10-01 | Executing Valve Chambers | Approved | 5 - 5-Tahawi Village.5-Tahawi Village-BILL NO. 1: SEWAGE NETWORK-6-1.5.1-a | Inlet chamber on 300mm diameter sewage pipe line | ECH | 1 | 1 | 60426.02 | 60426.02 | OTH | سيف الدين عماد احمد عبدالله | 5 - 5-Tahawi Village.5-Tahawi Village-BILL NO. 1: SEWAGE NETWORK-6-1.5.1-a | Inlet chamber on 300mm diameter sewage pipe line | ECH | 1 | 72000 | 72000 | EGP | OTH
Abo Shanab El Agamien _0195 |  | RFQ-00099 | Mostafa Ramadan | Operation | 2024-10-01 | Executing Valve Chambers | Approved | 2 - 2- Iz. Kariman Sednaoui.2- Iz. Kariman Sednaoui-BILL NO. 1: SEWAGE NETWORK-6-1.5.1-a | Inlet chamber on 400mm diameter sewage pipe line | ECH | 1 | 1 | 60426.02 | 60426.02 | OTH | سيف الدين عماد احمد عبدالله | 2 - 2- Iz. Kariman Sednaoui.2- Iz. Kariman Sednaoui-BILL NO. 1: SEWAGE NETWORK-6-1.5.1-a | Inlet chamber on 400mm diameter sewage pipe line | ECH | 1 | 72000 | 72000 | EGP | OTH
Abo Shanab El Agamien _0195 |  | RFQ-00099 | Mostafa Ramadan | Operation | 2024-10-01 | Executing Valve Chambers | Approved | 2 - 2- Iz. Kariman Sednaoui.2- Iz. Kariman Sednaoui-Bill No. 2 - Forcemain-9-2.2-a | Valve chamber type (A) (250 mm) | ECH | 1 | 1 | 33846.72 | 33846.72 | OTH | سيف الدين عماد احمد عبدالله | 2 - 2- Iz. Kariman Sednaoui.2- Iz. Kariman Sednaoui-Bill No. 2 - Forcemain-9-2.2-a | Valve chamber type (A) (250 mm) | ECH | 1 | 72000 | 72000 | EGP | OTH
Abo Shanab El Agamien _0195 |  | RFQ-00099 | Mostafa Ramadan | Operation | 2024-10-01 | Executing Valve Chambers | Approved | 2 - 2- Iz. Kariman Sednaoui.2- Iz. Kariman Sednaoui-Bill No. 2 - Forcemain-9-2.2-b | Wash-out valve chamber (250 mm) | ECH | 2 | 2 | 29413.1 | 58826.2 | OTH | سيف الدين عماد احمد عبدالله | 2 - 2- Iz. Kariman Sednaoui.2- Iz. Kariman Sednaoui-Bill No. 2 - Forcemain-9-2.2-b | Wash-out valve chamber (250 mm) | ECH | 2 | 67500 | 135000 | EGP | OTH
Abo Shanab El Agamien _0195 |  | RFQ-00099 | Mostafa Ramadan | Operation | 2024-10-01 | Executing Valve Chambers | Approved | 2 - 2- Iz. Kariman Sednaoui.2- Iz. Kariman Sednaoui-Bill No. 2 - Forcemain-9-2.2-d | Wash-out valve chamber (300 mm) | ECH | 2 | 2 | 30595 | 61190 | OTH | سيف الدين عماد احمد عبدالله | 2 - 2- Iz. Kariman Sednaoui.2- Iz. Kariman Sednaoui-Bill No. 2 - Forcemain-9-2.2-d | Wash-out valve chamber (300 mm) | ECH | 2 | 67500 | 135000 | EGP | OTH
Abo Shanab El Agamien _0195 |  | RFQ-00099 | Mostafa Ramadan | Operation | 2024-10-01 | Executing Valve Chambers | Approved | 2 - 2- Iz. Kariman Sednaoui.2- Iz. Kariman Sednaoui-Bill No. 2 - Forcemain-9-2.2-e | Air Release valve chamber (300 mm) | ECH | 1 | 1 | 23910.07 | 23910.07 | OTH | سيف الدين عماد احمد عبدالله | 2 - 2- Iz. Kariman Sednaoui.2- Iz. Kariman Sednaoui-Bill No. 2 - Forcemain-9-2.2-e | Air Release valve chamber (300 mm) | ECH | 1 | 58500 | 58500 | EGP | OTH
Abo Shanab El Agamien _0195 |  | RFQ-00099 | Mostafa Ramadan | Operation | 2024-10-01 | Executing Valve Chambers | Approved | 2 - 2- Iz. Kariman Sednaoui.2- Iz. Kariman Sednaoui-Bill No. 2 - Forcemain-9-2.2-c | Air Release valve chamber (250 mm) | ECH | 2 | 2 | 22966.37 | 45932.74 | OTH | سيف الدين عماد احمد عبدالله | 2 - 2- Iz. Kariman Sednaoui.2- Iz. Kariman Sednaoui-Bill No. 2 - Forcemain-9-2.2-c | Air Release valve chamber (250 mm) | ECH | 2 | 58500 | 117000 | EGP | OTH
Abo Shanab El Agamien _0195 |  | RFQ-00099 | Mostafa Ramadan | Operation | 2024-10-01 | Executing Valve Chambers | Approved | 6 - 6-Huwaydi Village.6-Huwaydi Village-Bill No. 2 - Forcemain-9-2.2-a | Valve chamber type (A) | ECH | 1 | 1 | 33967.98 | 33967.98 | OTH | سيف الدين عماد احمد عبدالله | 6 - 6-Huwaydi Village.6-Huwaydi Village-Bill No. 2 - Forcemain-9-2.2-a | Valve chamber type (A) | ECH | 1 | 76500 | 76500 | EGP | OTH
Abo Shanab El Agamien _0195 |  | RFQ-00099 | Mostafa Ramadan | Operation | 2024-10-01 | Executing Valve Chambers | Approved | 8 - 8-Iz. Abd Al-Qawy Salem & Iz. Z.8-Iz. Abd Al-Qawy Salem & Iz. Zaraby-Bill No. 2 - Forcemain-9-2.2-a | Valve chamber type (A) | ECH | 1 | 1 | 33967.98 | 33967.98 | OTH | سيف الدين عماد احمد عبدالله | 8 - 8-Iz. Abd Al-Qawy Salem & Iz. Z.8-Iz. Abd Al-Qawy Salem & Iz. Zaraby-Bill No. 2 - Forcemain-9-2.2-a | Valve chamber type (A) | ECH | 1 | 72000 | 72000 | EGP | OTH
Abo Shanab El Agamien _0195 |  | RFQ-00099 | Mostafa Ramadan | Operation | 2024-10-01 | Executing Valve Chambers | Approved | 4 - 4-Iz. Al Biltaji.4-Iz. Al Biltaji-Bill No. 2 - Forcemain-9-2.2-a | Valve chamber type (A) | ECH | 1 | 1 | 33967.98 | 33967.98 | OTH | سيف الدين عماد احمد عبدالله | 4 - 4-Iz. Al Biltaji.4-Iz. Al Biltaji-Bill No. 2 - Forcemain-9-2.2-a | Valve chamber type (A) | ECH | 1 | 72000 | 72000 | EGP | OTH
Abo Shanab El Agamien _0195 |  | RFQ-00099 | Mostafa Ramadan | Operation | 2024-10-01 | Executing Valve Chambers | Approved | 2 - 2- Iz. Kariman Sednaoui.2- Iz. Kariman Sednaoui-Bill No. 2 - Forcemain-9-2.2-g | Slowdown chamber (300 mm) | ECH | 1 | 1 | 51507.87 | 51507.87 | OTH | سيف الدين عماد احمد عبدالله | 2 - 2- Iz. Kariman Sednaoui.2- Iz. Kariman Sednaoui-Bill No. 2 - Forcemain-9-2.2-g | Slowdown chamber (300 mm) | ECH | 1 | 85500 | 85500 | EGP | OTH
Damietta Container Terminal-Infra & Bldgs _0216 |  | RFQ-00043 | Eslam Kamal | Operation | 2024-10-07 | توريد رمل احلال | Approved | 10.22 - Infrastructure Package-9_Pavement-02720-9.2.1 | بالمتر المكعب اعمال توريد رمل احلال مكونة من ناتج كسارة ( سن متدرج طبقا للمواصفات ) من كسارة عتاقة ( خامة عالية الدا لي و المصرية ) والسعر يشمل النقل الي الموقع و الكارتات و السولار بحسب مواصفة المشروع و تعليمات الاستشارى وممثل الطرف الاول | CBM | 101149.96 | 50000 | 11.4 | 570000 | MAT_Raw | احمد على عبد الله محمد عباس | 10.22 - Infrastructure Package-9_Pavement-02720-9.2.1 | بالمتر المكعب اعمال توريد رمل احلال مكونة من ناتج كسارة ( سن متدرج طبقا للمواصفات ) من كسارة عتاقة ( خامة عالية الدا لي و المصرية ) والسعر يشمل النقل الي الموقع و الكارتات و السولار بحسب مواصفة المشروع و تعليمات الاستشارى وممثل الطرف الاول | CBM | 50000 | 370 | 18500000 | EGP | MAT_Raw
Damietta Container Terminal-Infra & Bldgs _0216 |  | RFQ-00043 | Eslam Kamal | Operation | 2024-10-07 | توريد رمل احلال | Approved | Total Infra | بالمتر المكعب اعمال توريد رمل حرش طبقا لمواصفات المشروع والعينات المعتمدة وتعليمات الاستشارى وممثل الطرف الاول والسعر يشمل الكارتات والتصاريح حتى مخزن الشركة بالموقع وكل مايلزم لإتمام الاعمال . | CBM | 76476.85 | 20000 | 4.2 | 84000 | MAT_Raw | احمد على عبد الله محمد عباس | Total Infra | بالمتر المكعب اعمال توريد رمل حرش طبقا لمواصفات المشروع والعينات المعتمدة وتعليمات الاستشارى وممثل الطرف الاول والسعر يشمل الكارتات والتصاريح حتى مخزن الشركة بالموقع وكل مايلزم لإتمام الاعمال . | CBM | 20000 | 220 | 4400000 | EGP | MAT_Raw
Abo Shanab El Agamien _0195 |  | RFQ-00097 | Ahmed Fouad | MEP (Electro Mechanical) | 2024-09-17 | اعمال تركيب خمس محطات | Approved | 1 - Sharaf Al Deen-Bill No.3.4 - Sharaf Al Deen Pump Station (Mechanical works)-26-3.4.6-a. | Supply, Test, Delivery, Erection of Hammering control systems, complete with compressors all accessories as per Contract documents, the Contractor is responsible for the anti-hammer system .protection system comprises of the following components: - Surge vessel 10 m3 ( d: 1.9 m - 3.6 m height ) | ECH | 1 | 1 | 80000 | 80000 | SC_Apply | السعيد ابراهيم عبدالرؤوف ابراهيم بعلول | 1 - Sharaf Al Deen-Bill No.3.4 - Sharaf Al Deen Pump Station (Mechanical works)-26-3.4.6-a. | Supply, Test, Delivery, Erection of Hammering control systems, complete with compressors all accessories as per Contract documents, the Contractor is responsible for the anti-hammer system .protection system comprises of the following components: - Surge vessel 10 m3 ( d: 1.9 m - 3.6 m height ) | ECH | 1 | 48000 | 48000 | EGP | SC_Apply
Abo Shanab El Agamien _0195 |  | RFQ-00097 | Ahmed Fouad | MEP (Electro Mechanical) | 2024-09-17 | اعمال تركيب خمس محطات | Approved | 7 - 7-Iz. Raslan & Iz. Mokhtar Eiss.7-Iz. Raslan & Iz. Mokhtar Eissa-Bill No. 3.1 - Iz. Raslan & Iz. Mokhtar Eissa Main Pumping Station (Mechanical works)-23-3.4.5-a. | Supply, Test, Delivery, Erection of Hammering control systems, complete with all accessories as per Contract documents, the Contractor is responsible for the anti-hammer system .protection system comprises of the following components: - Hybrid surge vessel 1 m3 ( d: 0.9 m - 1.8 m height ) | ECH | 1 | 1 | 80000 | 80000 | SC_Apply | السعيد ابراهيم عبدالرؤوف ابراهيم بعلول | 7 - 7-Iz. Raslan & Iz. Mokhtar Eiss.7-Iz. Raslan & Iz. Mokhtar Eissa-Bill No. 3.1 - Iz. Raslan & Iz. Mokhtar Eissa Main Pumping Station (Mechanical works)-23-3.4.5-a. | Supply, Test, Delivery, Erection of Hammering control systems, complete with all accessories as per Contract documents, the Contractor is responsible for the anti-hammer system .protection system comprises of the following components: - Hybrid surge vessel 1 m3 ( d: 0.9 m - 1.8 m height ) | ECH | 1 | 20750 | 20750 | EGP | SC_Apply
Abo Shanab El Agamien _0195 |  | RFQ-00097 | Ahmed Fouad | MEP (Electro Mechanical) | 2024-09-17 | اعمال تركيب خمس محطات | Approved | 6 - 6-Huwaydi Village.6-Huwaydi Village-Bill No. 3.1 - Huwaydi Village Main Pumping Station (Mechanical works)-19-3.4.6-a. | Supply, Test, Delivery, Erection of Hammering control systems, complete with all accessories as per Contract documents, the Contractor is responsible for the anti-hammer system .protection system comprises of the following components:- - Hybrid Surge vessel 3.6 m3 ( d: 1.2 m - 3.2 m height ) | ECH | 1 | 1 | 80000 | 80000 | SC_Apply | السعيد ابراهيم عبدالرؤوف ابراهيم بعلول | 6 - 6-Huwaydi Village.6-Huwaydi Village-Bill No. 3.1 - Huwaydi Village Main Pumping Station (Mechanical works)-19-3.4.6-a. | Supply, Test, Delivery, Erection of Hammering control systems, complete with all accessories as per Contract documents, the Contractor is responsible for the anti-hammer system .protection system comprises of the following components:- - Hybrid Surge vessel 3.6 m3 ( d: 1.2 m - 3.2 m height ) | ECH | 1 | 45000 | 45000 | EGP | SC_Apply
Abo Shanab El Agamien _0195 |  | RFQ-00097 | Ahmed Fouad | MEP (Electro Mechanical) | 2024-09-17 | اعمال تركيب خمس محطات | Approved | 4 - 4-Iz. Al Biltaji.4-Iz. Al Biltaji-Bill No.3.4 - Iz. Al Biltaji Pump Station (Mechanical works)-21-3.4.6-a. | Supply, Test, Delivery, Erection of Hammering control systems, complete with all accessories as per Contract documents, the Contractor is responsible for the anti-hammer system .protection system comprises of the following components:- - Hybrid Surge vessel 2.6 m3 ( d: 1 m - 3.5 m height ) | ECH | 1 | 1 | 80000 | 80000 | SC_Apply | السعيد ابراهيم عبدالرؤوف ابراهيم بعلول | 4 - 4-Iz. Al Biltaji.4-Iz. Al Biltaji-Bill No.3.4 - Iz. Al Biltaji Pump Station (Mechanical works)-21-3.4.6-a. | Supply, Test, Delivery, Erection of Hammering control systems, complete with all accessories as per Contract documents, the Contractor is responsible for the anti-hammer system .protection system comprises of the following components:- - Hybrid Surge vessel 2.6 m3 ( d: 1 m - 3.5 m height ) | ECH | 1 | 20700 | 20700 | EGP | SC_Apply
Rabigh PP - Piling Works_K0004 |  | RFQ-00022 | Mina Ayman | Operation | 2024-09-17 | piling subcontractor | Approved | 10.10.15 - CP-02 Pile-main scope NEW-03 30 00 MOB-0001 | Mobilization and demobilization including all needed equipment | ECH | 1 | 1 | 306067 | 306067 | SC_Supply/Apply | Driller | 10.10.15 - CP-02 Pile-main scope NEW-03 30 00 MOB-0001 | Mobilization and demobilization including all needed equipment | ECH | 1 | 320000 | 320000 | SAR | SC_Supply/Apply
Rabigh PP - Piling Works_K0004 |  | RFQ-00022 | Mina Ayman | Operation | 2024-09-17 | piling subcontractor | Approved | 10.10.13 - CP-02 Pile-main scope NEW-31 63 23 BPL-0004 | Mait 260 | ECH | 10 | 10 | 77000 | 770000 | SC_Supply/Apply | Driller | 10.10.13 - CP-02 Pile-main scope NEW-31 63 23 BPL-0004 | Mait 260 | ECH | 10 | 77000 | 770000 | SAR | SC_Supply/Apply
Rabigh PP - Piling Works_K0004 |  | RFQ-00022 | Mina Ayman | Operation | 2024-09-17 | piling subcontractor | Approved | 10.10.13 - CP-02 Pile-main scope NEW-31 63 23 BPL-0004 | BG 28 | ECH | 10 | 10 | 77000 | 770000 | SC_Supply/Apply | Driller | 10.10.13 - CP-02 Pile-main scope NEW-31 63 23 BPL-0004 | BG 28 | ECH | 10 | 77000 | 770000 | SAR | SC_Supply/Apply
Rabigh PP - Piling Works_K0004 |  | RFQ-00022 | Mina Ayman | Operation | 2024-09-17 | piling subcontractor | Approved | 10.10.13 - CP-02 Pile-main scope NEW-31 63 23 BPL-0004 | Delmag - 14 | ECH | 10 | 10 | 63000 | 630000 | SC_Supply/Apply | Driller | 10.10.13 - CP-02 Pile-main scope NEW-31 63 23 BPL-0004 | Delmag - 14 | ECH | 10 | 63000 | 630000 | SAR | SC_Supply/Apply
Rabigh PP - Piling Works_K0004 |  | RFQ-00022 | Mina Ayman | Operation | 2024-09-17 | piling subcontractor | Approved | 10.10.13 - CP-02 Pile-main scope NEW-31 63 23 BPL-0004 | RB-70 | ECH | 10 | 10 | 36000 | 360000 | SC_Supply/Apply | Driller | 10.10.13 - CP-02 Pile-main scope NEW-31 63 23 BPL-0004 | RB-70 | ECH | 10 | 36000 | 360000 | SAR | SC_Supply/Apply
Rabigh PP - Piling Works_K0004 |  | RFQ-00022 | Mina Ayman | Operation | 2024-09-17 | piling subcontractor | Approved | 10.10.13 - CP-02 Pile-main scope NEW-31 63 23 BPL-0004 | Miller 450 500 | ECH | 10 | 10 | 10000 | 100000 | SC_Supply/Apply | Driller | 10.10.13 - CP-02 Pile-main scope NEW-31 63 23 BPL-0004 | Miller 450 500 | ECH | 10 | 10000 | 100000 | SAR | SC_Supply/Apply
MOC HQ at Diriyah _K0005 |  | RFQ-00016 | Sherif Mahmoud | Procurement | 2024-08-04 | HPL Partitions | Approved | 14.16 - 10- SPECIALIST & ACCESSORIES-10.1.2 | Supply and installation of HPL partition of overall height of 2500 mm including fixings, fittings and necessary accessories complete; all in accordance with Drawings and specification HPL Partition to Wet area | SQM | 882 | 882 | 800 | 705600 | SC_Supply/Apply | proal | 14.16 - 10- SPECIALIST & ACCESSORIES-10.1.2 | Supply and installation of HPL partition of overall height of 2500 mm including fixings, fittings and necessary accessories complete; all in accordance with Drawings and specification HPL Partition to Wet area | SQM | 882 | 550 | 485100 | SAR | SC_Supply/Apply
Abo Shanab El Agamien _0195 |  | RFQ-00089 | Mostafa Shourbagi | MEP (Electro Mechanical) | 2024-08-11 | Fire Alarm Cables | Approved | 9 - Seror-Pumping Station NO. 3-22-3.3.18- | Fire alarm system complete with Conventional fire alarm control panel, smoke detectors, heat detectors, manual call point, bell, fire alarm siren and wire and all necessary components (internal wires and outlets, etc) required to complete the system in perfect case, the fire alarm control panel shall be erected in pump operating room. | LS | 1 | 1 | 5000 | 5000 | MAT_Raw | Elkayan specialized cables | 9 - Seror-Pumping Station NO. 3-22-3.3.18- | Fire alarm system complete with Conventional fire alarm control panel, smoke detectors, heat detectors, manual call point, bell, fire alarm siren and wire and all necessary components (internal wires and outlets, etc) required to complete the system in perfect case, the fire alarm control panel shall be erected in pump operating room. | LS | 1 | 3946.25 | 3946.25 | EGP | MAT_Raw
Abo Shanab El Agamien _0195 |  | RFQ-00089 | Mostafa Shourbagi | MEP (Electro Mechanical) | 2024-08-11 | Fire Alarm Cables | Approved | 8 - Abd Al-Qawy Salem&Zaraby-PUMP STATION NO. 3-19-3.3.18- | Fire alarm system complete with Conventional fire alarm control panel, smoke detectors, heat detectors, manual call point, bell, fire alarm siren and wire and all necessary components (internal wires and outlets, etc) required to complete the system in perfect case, the fire alarm control panel shall be erected in pump operating room. | LS | 1 | 1 | 5000 | 5000 | MAT_Raw | Elkayan specialized cables | 8 - Abd Al-Qawy Salem&Zaraby-PUMP STATION NO. 3-19-3.3.18- | Fire alarm system complete with Conventional fire alarm control panel, smoke detectors, heat detectors, manual call point, bell, fire alarm siren and wire and all necessary components (internal wires and outlets, etc) required to complete the system in perfect case, the fire alarm control panel shall be erected in pump operating room. | LS | 1 | 8155.75 | 8155.75 | EGP | MAT_Raw
Abo Shanab El Agamien _0195 |  | RFQ-00089 | Mostafa Shourbagi | MEP (Electro Mechanical) | 2024-08-11 | Fire Alarm Cables | Approved | 5 - Tahawi-Pumping Station NO. 3-18-3.3.18- | Fire alarm system complete with Conventional fire alarm control panel, smoke detectors, heat detectors, manual call point, bell, fire alarm siren and wire and all necessary components (internal wires and outlets, etc) required to complete the system in perfect case, the fire alarm control panel shall be erected in pump operating room. | LS | 1 | 1 | 5000 | 5000 | MAT_Raw | Elkayan specialized cables | 5 - Tahawi-Pumping Station NO. 3-18-3.3.18- | Fire alarm system complete with Conventional fire alarm control panel, smoke detectors, heat detectors, manual call point, bell, fire alarm siren and wire and all necessary components (internal wires and outlets, etc) required to complete the system in perfect case, the fire alarm control panel shall be erected in pump operating room. | LS | 1 | 3946.25 | 3946.25 | EGP | MAT_Raw
Abo Shanab El Agamien _0195 |  | RFQ-00089 | Mostafa Shourbagi | MEP (Electro Mechanical) | 2024-08-11 | Fire Alarm Cables | Approved | 5 - Tahawi-Pumping Station NO. 3-18-3.3.18- | Fire alarm system complete with Conventional fire alarm control panel, smoke detectors, heat detectors, manual call point, bell, fire alarm siren and wire and all necessary components (internal wires and outlets, etc) required to complete the system in perfect case, the fire alarm control panel shall be erected in pump operating room. | LS | 1 | 1 | 5000 | 5000 | MAT_Raw | Elkayan specialized cables | 5 - Tahawi-Pumping Station NO. 3-18-3.3.18- | Fire alarm system complete with Conventional fire alarm control panel, smoke detectors, heat detectors, manual call point, bell, fire alarm siren and wire and all necessary components (internal wires and outlets, etc) required to complete the system in perfect case, the fire alarm control panel shall be erected in pump operating room. | LS | 1 | 8155.75 | 8155.75 | EGP | MAT_Raw
Rabigh CCPP-Civil _K0006 |  | RFQ-00043 | Purchasing Engineers | Purchasing | 2024-09-19 | Polyethylene sheet 457 | Approved | 07 13 00 SWP-0015 | polyethelene sheet 200 microns | ECH | 100 | 100 | 115 | 11500 | SC_Supply/Apply | WADI MARAMER TRADING GROUP (WAMCO) | 07 13 00 SWP-0015 | polyethelene sheet 200 microns | ECH | 100 | 115 | 11500 | SAR | SC_Supply/Apply
Rabigh CCPP-Civil _K0006 |  | RFQ-00044 | Mina Ayman | Operation | 2024-09-23 | PC formwork - Norosco | Approved | 03 31 00 FND-0014 | Soil Compacting | CBM | 700 | 700 | 100 | 70000 | SC_Apply | شركة نوروسكو العربية للمقاولات شخص واحد | 03 31 00 FND-0014 | Soil Compacting | CBM | 700 | 100 | 70000 | SAR | SC_Apply
Rabigh CCPP-Civil _K0006 |  | RFQ-00045 | Mina Ayman | Operation | 2024-09-23 | Eathworks - Emaar Gernata | Approved | 31 23 23 FIL-0012 | Supplying; storing; placing; compacting; of imported material; fine graded sand; for common fill; fill layer thickness 25cm; on (Var) layers; final thickness range > 500mm deep after compaction; to horizontal surface; material source is the Subcontractor discretion; compaction 95%; modified proctor test; as per AASHTO-T180 Method D. | CBM | 194542.28 | 50000 | 44 | 2200000 | SC_Supply/Apply | Emaar Gharnata Constructions Company | 31 23 23 FIL-0012 | Supplying; storing; placing; compacting; of imported material; fine graded sand; for common fill; fill layer thickness 25cm; on (Var) layers; final thickness range > 500mm deep after compaction; to horizontal surface; material source is the Subcontractor discretion; compaction 95%; modified proctor test; as per AASHTO-T180 Method D. | CBM | 50000 | 35 | 1750000 | SAR | SC_Supply/Apply
Abo Shanab El Agamien _0195 |  | RFQ-00089 | Mostafa Shourbagi | MEP (Electro Mechanical) | 2024-08-11 | Fire Alarm Cables | Approved | 2 - Kariman Sednaoui-Main Pump Station NO. 3-19-3.3.18- | Fire alarm system complete with Conventional fire alarm control panel, smoke detectors, heat detectors, manual call point, bell, fire alarm siren and wire and all necessary components (internal wires and outlets, etc) required to complete the system in perfect case, the fire alarm control panel shall be erected in pump operating room. | LS | 1 | 1 | 5000 | 5000 | MAT_Raw | Elkayan specialized cables | 2 - Kariman Sednaoui-Main Pump Station NO. 3-19-3.3.18- | Fire alarm system complete with Conventional fire alarm control panel, smoke detectors, heat detectors, manual call point, bell, fire alarm siren and wire and all necessary components (internal wires and outlets, etc) required to complete the system in perfect case, the fire alarm control panel shall be erected in pump operating room. | LS | 1 | 3946.25 | 3946.25 | EGP | MAT_Raw
Qasr Rashwan Lot A _0207 |  | RFQ-00062 | Mostafa Shourbagi | MEP (Electro Mechanical) | 2024-09-29 | HDPE Pipes | Approved | 11.11 - 2. Murad Al Gendy.Murad Al Gendy W Al Sanahra-Bill No. 2 - Forcemain-2.1-a | Inner diameter DN/ID 300 mm | MTR | 2040 | 1020 | 1552.43 | 1583478.6 | MAT_Raw | ووتر بايب تكنولوجى | 11.11 - 2. Murad Al Gendy.Murad Al Gendy W Al Sanahra-Bill No. 2 - Forcemain-2.1-a | Inner diameter DN/ID 300 mm | MTR | 1020 | 1647.81 | 1680766.2 | EGP | MAT_Raw
Qasr Rashwan Lot A _0207 |  | RFQ-00062 | Mostafa Shourbagi | MEP (Electro Mechanical) | 2024-09-29 | HDPE Pipes | Approved | 12.11 - 3. Manshya fanous.Mansheya Fanous-Bill No. 2 - Forcemain (Main)-2.1.1-a | Inner diameter DN/ID 250 mm | MTR | 3920 | 1008 | 1222.27 | 1232048.16 | MAT_Raw | ووتر بايب تكنولوجى | 12.11 - 3. Manshya fanous.Mansheya Fanous-Bill No. 2 - Forcemain (Main)-2.1.1-a | Inner diameter DN/ID 250 mm | MTR | 1008 | 1021.49 | 1029661.92 | EGP | MAT_Raw
Qasr Rashwan Lot A _0207 |  | RFQ-00062 | Mostafa Shourbagi | MEP (Electro Mechanical) | 2024-09-29 | HDPE Pipes | Approved | 10.11 - 1. Saad Al Rouby.Saad Al Rouby-Bill No. 2 - Forcemain-2.1-a | Inner diameter DN/ID 350 mm | MTR | 6260 | 3000 | 1966.88 | 5900640 | MAT_Raw | ووتر بايب تكنولوجى | 10.11 - 1. Saad Al Rouby.Saad Al Rouby-Bill No. 2 - Forcemain-2.1-a | Inner diameter DN/ID 350 mm | MTR | 3000 | 2087.72 | 6263160 | EGP | MAT_Raw
Qasr Rashwan Lot A _0207 |  | RFQ-00062 | Mostafa Shourbagi | MEP (Electro Mechanical) | 2024-09-29 | HDPE Pipes | Approved | 14.11 - 5. Iz. Albersly.Iz.Albersly & Iz.Alasfar-Bill No. 2 - Forcemain-2.1-a | Inner diameter DN/ID 150 mm | MTR | 1160 | 828 | 266.23 | 220438.44 | MAT_Raw | ووتر بايب تكنولوجى | 14.11 - 5. Iz. Albersly.Iz.Albersly & Iz.Alasfar-Bill No. 2 - Forcemain-2.1-a | Inner diameter DN/ID 150 mm | MTR | 828 | 282.59 | 233984.52 | EGP | MAT_Raw
Qasr Rashwan Lot A _0207 |  | RFQ-00062 | Mostafa Shourbagi | MEP (Electro Mechanical) | 2024-09-29 | HDPE Pipes | Approved | 13.11 - 4. Khulusi.Khulusi-Bill No. 2 - Forcemain-2.1-a | Inner diameter DN/ID 200 mm | MTR | 1000 | 504 | 413.74 | 208524.96 | MAT_Raw | ووتر بايب تكنولوجى | 13.11 - 4. Khulusi.Khulusi-Bill No. 2 - Forcemain-2.1-a | Inner diameter DN/ID 200 mm | MTR | 504 | 439.17 | 221341.68 | EGP | MAT_Raw
Qasr Rashwan - Lot B _0208 |  | RFQ-00062 | Mostafa Shourbagi | MEP (Electro Mechanical) | 2024-09-29 | HDPE Pipes | Approved | 13.11 - Salih Shamatah-Bill No.2: Force Main Pipeline-2.1-a | Inner diameter DN/ID 200 mm | MTR | 2370 | 2316 | 794.99 | 1841196.84 | MAT_Raw | ووتر بايب تكنولوجى | 13.11 - Salih Shamatah-Bill No.2: Force Main Pipeline-2.1-a | Inner diameter DN/ID 200 mm | MTR | 2316 | 665.83 | 1542062.28 | EGP | MAT_Raw
Qasr Rashwan - Lot B _0208 |  | RFQ-00062 | Mostafa Shourbagi | MEP (Electro Mechanical) | 2024-09-29 | HDPE Pipes | Approved | 10.11 - Abd Al Azeem Al Sofy -Bill No.2: Force Main Pipeline-2.1-a | Inner diameter DN/ID 400 mm | MTR | 2440 | 708 | 3165.51 | 2241181.08 | MAT_Raw | ووتر بايب تكنولوجى | 10.11 - Abd Al Azeem Al Sofy -Bill No.2: Force Main Pipeline-2.1-a | Inner diameter DN/ID 400 mm | MTR | 708 | 2639.47 | 1868744.76 | EGP | MAT_Raw
Qasr Rashwan - Lot B _0208 |  | RFQ-00062 | Mostafa Shourbagi | MEP (Electro Mechanical) | 2024-09-29 | HDPE Pipes | Approved | 15.11 - Al Burm-Bill No. 2: Force Main Pipeline-2.1-a | Inner diameter DN/ID 250 mm | MTR | 2280 | 996 | 1257.53 | 1252499.88 | MAT_Raw | ووتر بايب تكنولوجى | 15.11 - Al Burm-Bill No. 2: Force Main Pipeline-2.1-a | Inner diameter DN/ID 250 mm | MTR | 996 | 1021.49 | 1017404.04 | EGP | MAT_Raw
Qasr Rashwan - Lot B _0208 |  | RFQ-00062 | Mostafa Shourbagi | MEP (Electro Mechanical) | 2024-09-29 | HDPE Pipes | Approved | 12.11 - Suleiman Tadrus-Bill No.2: Force Main Pipeline-2.1-a | Inner diameter DN/ID 300 mm | MTR | 3880 | 984 | 1597.21 | 1571654.64 | MAT_Raw | ووتر بايب تكنولوجى | 12.11 - Suleiman Tadrus-Bill No.2: Force Main Pipeline-2.1-a | Inner diameter DN/ID 300 mm | MTR | 984 | 1647.81 | 1621445.04 | EGP | MAT_Raw
ORA ZED-Ph 2-Pkgs A&D | 151 | RFQ-00086 | Mostafa Shourbagi | MEP (Electro Mechanical) | 2024-11-20 | BMS Cables | Approved | BMS Delivery | Communication & integration devices (routers, modems, switches and Gateway c/w integration protocols [BACnet/TCP-IP ] [LON /TCP-IP] with required points as per input/output points schedule. | ECH | 1 | 1 | 105699.31 | 105699.31 | SC_Supply/Apply | المتحدة للصناعات - السويدى | BMS Delivery | Communication & integration devices (routers, modems, switches and Gateway c/w integration protocols [BACnet/TCP-IP ] [LON /TCP-IP] with required points as per input/output points schedule. | ECH | 1 | 180804 | 180804 | EGP | SC_Supply/Apply
ORA ZED-Ph 2-Pkgs A&D | 151 | RFQ-00086 | Mostafa Shourbagi | MEP (Electro Mechanical) | 2024-11-20 | BMS Cables | Approved | BMS Delivery | Direct Digital Controller (DDC) and local control panel / Integrated Automation Controller (IAC) c/w interfaces to BACnet/TCP/IP protocols to cover all required areas as per input/output points schedule. | ECH | 1 | 1 | 104413.63 | 104413.63 | SC_Supply/Apply | المتحدة للصناعات - السويدى | BMS Delivery | Direct Digital Controller (DDC) and local control panel / Integrated Automation Controller (IAC) c/w interfaces to BACnet/TCP/IP protocols to cover all required areas as per input/output points schedule. | ECH | 1 | 567961.38 | 567961.38 | EGP | SC_Supply/Apply
Hosh Eissa Hospital _0201 | 201 | RFQ-00035 | Purchasing Engineers | Purchasing | 2024-12-01 | wood supply rev.01 (PR NO.101454) | Approved | 10 | الواح كونتر | NO | 3500 | 600 | 1100 | 660000 | MAT_Wood | المدد لتجارة الاخشاب والتوريدات | 10 | الواح كونتر | NO | 600 | 1400 | 840000 | EGP | MAT_Wood
ORA ZED-Ph 2-Pkgs A&D | 151 | RFQ-00090 | Mohamed Selim | Procurement | 2024-11-28 | Steel doors Hardware for Podium | Approved | Podium | hardware set (HW06) | NO | 29 | 29 | 9477.39 | 274844.31 | SC_Supply/Apply | The France Company For Metal Industries | Podium | hardware set (HW06) | NO | 29 | 20856.3 | 604832.7 | EGP | SC_Supply/Apply
ORA ZED-Ph 2-Pkgs A&D | 151 | RFQ-00090 | Mohamed Selim | Procurement | 2024-11-28 | Steel doors Hardware for Podium | Approved | Podium | hardware set (HW05) | NO | 25 | 25 | 4945.21 | 123630.25 | SC_Supply/Apply | The France Company For Metal Industries | Podium | hardware set (HW05) | NO | 25 | 7326.78 | 183169.5 | EGP | SC_Supply/Apply
ORA ZED-Ph 2-Pkgs A&D | 151 | RFQ-00090 | Mohamed Selim | Procurement | 2024-11-28 | Steel doors Hardware for Podium | Approved | Podium | hardware set (HW07) | NO | 14 | 14 | 3828.24 | 53595.36 | SC_Supply/Apply | The France Company For Metal Industries | Podium | hardware set (HW07) | NO | 14 | 7960.62 | 111448.68 | EGP | SC_Supply/Apply
ORA ZED-Ph 2-Pkgs A&D | 151 | RFQ-00090 | Mohamed Selim | Procurement | 2024-11-28 | Steel doors Hardware for Podium | Approved | Podium | hardware set (HW08) | NO | 21 | 21 | 9850.25 | 206855.25 | SC_Supply/Apply | The France Company For Metal Industries | Podium | hardware set (HW08) | NO | 21 | 22276.74 | 467811.54 | EGP | SC_Supply/Apply
ORA ZED-Ph 2-Pkgs A&D | 151 | RFQ-00090 | Mohamed Selim | Procurement | 2024-11-28 | Steel doors Hardware for Podium | Approved | Podium | hardware set (HW09) | NO | 7 | 7 | 7712.74 | 53989.18 | SC_Supply/Apply | The France Company For Metal Industries | Podium | hardware set (HW09) | NO | 7 | 22757.82 | 159304.74 | EGP | SC_Supply/Apply
ORA ZED-Ph 2-Pkgs A&D | 151 | RFQ-00090 | Mohamed Selim | Procurement | 2024-11-28 | Steel doors Hardware for Podium | Approved | Podium | hardware set (HW10) | NO | 53 | 53 | 3935.92 | 208603.76 | SC_Supply/Apply | The France Company For Metal Industries | Podium | hardware set (HW10) | NO | 53 | 9591.96 | 508373.88 | EGP | SC_Supply/Apply
ORA ZED-Ph 2-Pkgs A&D | 151 | RFQ-00090 | Mohamed Selim | Procurement | 2024-11-28 | Steel doors Hardware for Podium | Approved | Podium | hardware set (HW11) | NO | 1 | 1 | 3431.28 | 3431.28 | SC_Supply/Apply | The France Company For Metal Industries | Podium | hardware set (HW11) | NO | 1 | 3537.42 | 3537.42 | EGP | SC_Supply/Apply
BIOLOGICALS AND BIOSIMILARS MANUFACTURING FACILITY EIPICO 3 _0187 | 187 | RFQ-00182 | Purchasing Engineers | Purchasing | 2024-12-01 | طوب مصمت 6*12*25 pr -104591 | Approved | 1 - B02 (Warehouse, Packaging and QC Building)-042000-4 | *طوب اسمنتي مصمت 6*12*25 | ECH | 15490 | 15490 | 0 | 0 | MAT_Raw | جده بريك لتصنيع المنتجات الاسمنتيه ومواد البناء | 1 - B02 (Warehouse, Packaging and QC Building)-042000-4 | *طوب اسمنتي مصمت 6*12*25 | ECH | 15490 | 2.62 | 40583.8 | EGP | MAT_Raw
Katameya Creeks | 138 | RFQ-00136 | Purchasing Engineers | Purchasing | 2024-12-01 | PR 103951 Sika Ceram Flex 24 | Approved | Type D1.Buildings.2-1 | Sika Ceram Flex 24 | KGR | 20000 | 10000 | 50 | 500000 | SC_Supply | سيكا مصر لكيماويات مواد البناء | Type D1.Buildings.2-1 | Sika Ceram Flex 24 | KGR | 10000 | 39.35 | 393500 | EGP | SC_Supply
Rabigh CCPP-Civil _K0006 | K0006 | RFQ-00091 | Mina Ayman | Operation | 2024-12-01 | Formwork and Steel Fixing - Emaar Gernata&Sultan | Approved | 03 21 00 FND-0003 | Supplying; fabricating; installing; high tensile; uncoated; deformed rebars; Grade 60 as per ASTM Standard A615 A/M; to foundations; nominal diameter (Var)mm. | TON | 3858.73 | 150 | 550 | 82500 | SC_Apply | عبدالعزيز عثمان عمر العروي الجهنى | 03 21 00 FND-0003 | Supplying; fabricating; installing; high tensile; uncoated; deformed rebars; Grade 60 as per ASTM Standard A615 A/M; to foundations; nominal diameter (Var)mm. | TON | 150 | 450 | 67500 | SAR | SC_Apply
Rabigh CCPP-Civil _K0006 | K0006 | RFQ-00091 | Mina Ayman | Operation | 2024-12-01 | Formwork and Steel Fixing - Emaar Gernata&Sultan | Approved | 03 21 00 FND-0003 | Supplying; fabricating; installing; high tensile; uncoated; deformed rebars; Grade 60 as per ASTM Standard A615 A/M; to foundations; nominal diameter (Var)mm. | TON | 3858.73 | 450 | 550 | 247500 | SC_Apply | عبدالعزيز عثمان عمر العروي الجهنى | 03 21 00 FND-0003 | Supplying; fabricating; installing; high tensile; uncoated; deformed rebars; Grade 60 as per ASTM Standard A615 A/M; to foundations; nominal diameter (Var)mm. | TON | 450 | 350 | 157500 | SAR | SC_Apply
Rabigh CCPP-Civil _K0006 | K0006 | RFQ-00091 | Mina Ayman | Operation | 2024-12-01 | Formwork and Steel Fixing - Emaar Gernata&Sultan | Approved | 03 31 00 BLN-0007 | Supplying; forming; placing; plain in-situ concrete; for horizontal element; blinding bed; thk ≤ 300 mm; poured on or against earth; grade C16/20 (Cylinder / Cube) after 28 days; as per ASTM; cement content not less than 250kg/m3; cement Type I—ordinary portland cement as per ASTM C150. Including, Supplying; forming; removing; temporary formwork; to sides; plain in-situ concrete; foundations; finish class F1 as per ACI; thickness ≤ 300 mm. | CBM | 7566.33 | 3500 | 114.86 | 402010 | SC_Apply | عبدالعزيز عثمان عمر العروي الجهنى | 03 31 00 BLN-0007 | Supplying; forming; placing; plain in-situ concrete; for horizontal element; blinding bed; thk ≤ 300 mm; poured on or against earth; grade C16/20 (Cylinder / Cube) after 28 days; as per ASTM; cement content not less than 250kg/m3; cement Type I—ordinary portland cement as per ASTM C150. Including, Supplying; forming; removing; temporary formwork; to sides; plain in-situ concrete; foundations; finish class F1 as per ACI; thickness ≤ 300 mm. | CBM | 3500 | 50 | 175000 | SAR | SC_Apply
Rabigh CCPP-Civil _K0006 | K0006 | RFQ-00091 | Mina Ayman | Operation | 2024-12-01 | Formwork and Steel Fixing - Emaar Gernata&Sultan | Approved | 03 31 00 WL-0024 | forming; removing; temporary formwork; to sides; reinforced in-situ concrete; walls; finish class F2 as per ACI; propping height (Var.) | CBM | 2234.11 | 1000 | 275.96 | 275960 | SC_Apply | عبدالعزيز عثمان عمر العروي الجهنى | 03 31 00 WL-0024 | forming; removing; temporary formwork; to sides; reinforced in-situ concrete; walls; finish class F2 as per ACI; propping height (Var.) | CBM | 1000 | 250 | 250000 | SAR | SC_Apply
AS2 Saint Gobain _0221 | 221 | RFQ-00018 | Purchasing Engineers | Purchasing | 2024-12-02 | Ready Mix Concrete PR 104907 | Approved | 12 | O.P.C content 260 - strength 200 | LS | 100 | 100 | 1600 | 160000 | Oth | ELsewedy for readymix | 12 | O.P.C content 260 - strength 200 | LS | 100 | 1735 | 173500 | EGP | Oth
Damietta Container Terminal-Infra & Bldgs _0216 | 216 | RFQ-00106 | Kareem Ashraf | Procurement | 2024-12-01 | Shoring System ( CFA Piles ) | Approved | 11.11.10 - Building Package - 100_Terminal House - 02315 - 2.1.4 | Concrete CFA Pile Diameter=0.8 m and Length=16 m | MTR | 2700 | 2700 | 8.9 | 24030 | SC_Supply/Apply | NAFT | 11.11.10 - Building Package - 100_Terminal House - 02315 - 2.1.4 | Concrete CFA Pile Diameter=0.8 m and Length=16 m | MTR | 2700 | 400 | 1080000 | EGP | SC_Supply/Apply
Damietta Container Terminal-Infra & Bldgs _0216 | 216 | RFQ-00106 | Kareem Ashraf | Procurement | 2024-12-01 | Shoring System ( CFA Piles ) | Approved | 11.11.10 - Building Package - 100_Terminal House - 02315 - 2.1.4 | Bentonite CFA Pile Diameter=0.8 m and Length=16 m | MTR | 2700 | 2700 | 8.9 | 24030 | SC_Supply/Apply | NAFT | 11.11.10 - Building Package - 100_Terminal House - 02315 - 2.1.4 | Bentonite CFA Pile Diameter=0.8 m and Length=16 m | MTR | 2700 | 400 | 1080000 | EGP | SC_Supply/Apply
Damietta Container Terminal-Infra & Bldgs _0216 | 216 | RFQ-00106 | Kareem Ashraf | Procurement | 2024-12-01 | Shoring System ( CFA Piles ) | Approved | 11.11.10 - Building Package - 100_Terminal House - 02315 - 2.1.4 | Equipment transportation | ECH | 2 | 2 | 1667 | 3334 | SC_Supply/Apply | NAFT | 11.11.10 - Building Package - 100_Terminal House - 02315 - 2.1.4 | Equipment transportation | ECH | 2 | 75000 | 150000 | EGP | SC_Supply/Apply
Rabigh CCPP-Civil _K0006 | K0006 | RFQ-00090 | Purchasing Engineers | Purchasing | 2024-12-01 | Purchase Request 717 Rev 01 | Approved | 03 15 13 WS-0007 | Supercast PVC water stop range 25 cm | MTR | 10000 | 1000 | 26 | 26000 | SC_Supply/Apply | Master Builders solution (Sika) | 03 15 13 WS-0007 | Supercast PVC water stop range 25 cm | MTR | 1000 | 26 | 26000 | SAR | SC_Supply/Apply
Rabigh CCPP-Civil _K0006 | K0006 | RFQ-00090 | Purchasing Engineers | Purchasing | 2024-12-01 | Purchase Request 717 Rev 01 | Approved | 03 31 00 BLN-0007 | MasterKure® 106 J | ECH | 5 | 5 | 550 | 2750 | SC_Supply | Master Builders solution (Sika) | 03 31 00 BLN-0007 | MasterKure® 106 J | ECH | 5 | 520 | 2600 | SAR | SC_Supply
Rabigh CCPP-Civil _K0006 | K0006 | RFQ-00090 | Purchasing Engineers | Purchasing | 2024-12-01 | Purchase Request 717 Rev 01 | Approved | 03 31 00 FND-0014 | Sika Rep Fine SA | KGR | 4000 | 4000 | 1.6 | 6400 | SC_Supply | Master Builders solution (Sika) | 03 31 00 FND-0014 | Sika Rep Fine SA | KGR | 4000 | 1.4 | 5600 | SAR | SC_Supply
Egyptian University in Alamein _0220 | 220 | RFQ-00012 | Purchasing Engineers | Purchasing | 2024-12-03 | RFT Supply | Approved | 10 - B02-03.30.02 | Reinforcement Bars | TON | 3478.83 | 3478.83 | 39000 | 135674370 | MAT_Raw | ايستار ايجيبت للصناعة | 10 - B02-03.30.02 | Reinforcement Bars | TON | 3478.83 | 39000 | 135674370 | EGP | MAT_Raw
Egyptian University in Alamein _0220 | 220 | RFQ-00012 | Purchasing Engineers | Purchasing | 2024-12-03 | RFT Supply | Approved | 10 - B02-03.30.02 | Reinforcement Transportation | TON | 3478.83 | 3478.83 | 300 | 1043649 | MAT_Raw | ايستار ايجيبت للصناعة | 10 - B02-03.30.02 | Reinforcement Transportation | TON | 3478.83 | 300 | 1043649 | EGP | MAT_Raw
Damietta Container Terminal-Infra & Bldgs _0216 | 216 | RFQ-00110 | Purchasing Engineers | Purchasing | 2024-12-04 | Supply Interlock (PR_100804) | Approved | 10.22 - Infrastructure Package-9_Pavement-02780-9.4.1 | In meter square supply and install precast interlock thickness 10 cm 490kg /cm2 strength for roads as per approved sample. Rate to include 3 cm thick sand setting bed for leveling, filling joints and vibratory compaction. All complete as per the specs and direction of engineer, Samples must be submitted for approval prior to starting work. | SQM | 633167.93 | 159490 | 4.32 | 688996.8 | MAT_Raw | سامكريت لانظمة البناء | 10.22 - Infrastructure Package-9_Pavement-02780-9.4.1 | In meter square supply and install precast interlock thickness 10 cm 490kg /cm2 strength for roads as per approved sample. Rate to include 3 cm thick sand setting bed for leveling, filling joints and vibratory compaction. All complete as per the specs and direction of engineer, Samples must be submitted for approval prior to starting work. | SQM | 159490 | 264 | 42105360 | EGP | MAT_Raw
ORA ZED-Ph 2-Pkgs A&D | 151 | RFQ-00089 | Purchasing Engineers | Purchasing | 2024-11-24 | Supply block (PR No.103795) | Approved | All areas | Solid Block 20*10*6 | NO | 80000 | 80000 | 1.34 | 107200 | MAT_Raw | باور بلوك للصناعه والتجاره | All areas | Solid Block 20*10*6 | NO | 80000 | 2.15 | 172000 | EGP | MAT_Raw
ORA ZED-Ph 2-Pkgs A&D | 151 | RFQ-00089 | Purchasing Engineers | Purchasing | 2024-11-24 | Supply block (PR No.103795) | Approved | All areas | Hollow Block 40*20*20 | NO | 27000 | 27000 | 18.59 | 501930 | MAT_Raw | باور بلوك للصناعه والتجاره | All areas | Hollow Block 40*20*20 | NO | 27000 | 18 | 486000 | EGP | MAT_Raw
ORA ZED-Ph 2-Pkgs A&D | 151 | RFQ-00092 | Mohamed Selim | Procurement | 2024-12-04 | Roof TPO | Approved | All areas | Roof, 50 mm thick. | SQM | 3100 | 3100 | 198.25 | 614575 | SC_Supply/Apply | Troy | All areas | Roof, 50 mm thick. | SQM | 3100 | 25 | 77500 | EGP | SC_Supply/Apply
ORA ZED-Ph 2-Pkgs A&D | 151 | RFQ-00092 | Mohamed Selim | Procurement | 2024-12-04 | Roof TPO | Approved | All areas | Roof, 1.5 mm thick. | SQM | 3100 | 3100 | 417.73 | 1294963 | SC_Supply/Apply | Troy | All areas | Roof, 1.5 mm thick. | SQM | 3100 | 560 | 1736000 | EGP | SC_Supply/Apply
Hosh Eissa Hospital _0201 | 201 | RFQ-00036 | Purchasing Engineers | Purchasing | 2024-12-04 | supply Ready mix concrete (PR NO.104050) | Approved | 10.2 | Supply Ready Reinforced Concrete Compressive strength 300 kg/cm2 with cement content not less than 400 kg/m3 OPC, Including cement, water, and any required additives with Cement according to approved Mix design | CBM | 3616 | 3000 | 1630.2 | 4890600 | MAT_Raw | الأهرام الوطنية للمقاولات | 10.2 | Supply Ready Reinforced Concrete Compressive strength 300 kg/cm2 with cement content not less than 400 kg/m3 OPC, Including cement, water, and any required additives with Cement according to approved Mix design | CBM | 3000 | 2565 | 7695000 | EGP | MAT_Raw
Rabigh CCPP-Civil _K0006 | K0006 | RFQ-00091 | Mina Ayman | Operation | 2024-12-01 | Formwork and Steel Fixing - Emaar Gernata&Sultan | Approved | 03 31 00 FND-0014 | Scaffolding installation / Deinstallation | SQM | 0.01 | 0.01 | 65 | 0.65 | SC_Apply | عبدالعزيز عثمان عمر العروي الجهنى | 03 31 00 FND-0014 | Scaffolding installation / Deinstallation | SQM | 0.01 | 0 | 0 | SAR | SC_Apply
Rabigh CCPP-Civil _K0006 | K0006 | RFQ-00091 | Mina Ayman | Operation | 2024-12-01 | Formwork and Steel Fixing - Emaar Gernata&Sultan | Approved | 03 31 00 FND-0014 | Supplying; forming; placing; reinforced in-situ concrete; for horizontal element; foundations; thk (Var); poured on blinding bed; grade C32/40 (Cylinder / Cube) after 28 days; as per ASTM; cement content not less than 350 kg/m3; cement Type II—moderate sulfate resistant as per ASTM C150. Including, Supplying; forming; removing; temporary formwork; to sides; reinforced in-situ concrete; foundations; finish class F2 as per ACI. | CBM | 0 | 0.01 | 9 | 0.09 | SC_Supply/Apply | عبدالعزيز عثمان عمر العروي الجهنى | 03 31 00 FND-0014 | Supplying; forming; placing; reinforced in-situ concrete; for horizontal element; foundations; thk (Var); poured on blinding bed; grade C32/40 (Cylinder / Cube) after 28 days; as per ASTM; cement content not less than 350 kg/m3; cement Type II—moderate sulfate resistant as per ASTM C150. Including, Supplying; forming; removing; temporary formwork; to sides; reinforced in-situ concrete; foundations; finish class F2 as per ACI. | CBM | 0.01 | 10 | 0.1 | SAR | SC_Supply/Apply
Rabigh CCPP-Civil _K0006 | K0006 | RFQ-00091 | Mina Ayman | Operation | 2024-12-01 | Formwork and Steel Fixing - Emaar Gernata&Sultan | Approved | 03 31 00 FND-0014 | forming; removing; temporary formwork; to sides; reinforced in-situ concrete; foundations; finish class F2 as per ACI. | CBM | 12916.47 | 3500 | 174 | 609000 | SC_Apply | عبدالعزيز عثمان عمر العروي الجهنى | 03 31 00 FND-0014 | forming; removing; temporary formwork; to sides; reinforced in-situ concrete; foundations; finish class F2 as per ACI. | CBM | 3500 | 200 | 700000 | SAR | SC_Apply
Rabigh CCPP-Civil _K0006 | K0006 | RFQ-00091 | Mina Ayman | Operation | 2024-12-01 | Formwork and Steel Fixing - Emaar Gernata&Sultan | Approved | 03 31 00 FND-0014 | Scaffolding installation / Deinstallation | CBM | 0.01 | 0.01 | 65 | 0.65 | SC_Apply | عبدالعزيز عثمان عمر العروي الجهنى | 03 31 00 FND-0014 | Scaffolding installation / Deinstallation | CBM | 0.01 | 0 | 0 | SAR | SC_Apply
Mivida BP#189 | 170 | RFQ-00167 | Purchasing Engineers | Purchasing | 2024-12-02 | Block Work PR 104710 | Approved | 401.all | Concrete blocks solid 25 x 12 x 6 Cm | ECH | 66000 | 56000 | 1.11 | 62160 | MAT_Raw | باور بلوك للصناعه والتجاره | 401.all | Concrete blocks solid 25 x 12 x 6 Cm | ECH | 56000 | 2.5 | 140000 | EGP | MAT_Raw
Katameya Creeks | 138 | RFQ-00150 | Youssef Abd El Kream | MEP (Electro Mechanical) | 2024-12-15 | PPR Pipes & Fittings | Approved | Type G.Buildings.Water supply | مواسير قطر 25مم. | LM | 12220.74 | 160 | 143.75 | 23000 | SC_Supply/Apply | El Maadawy | Type G.Buildings.Water supply | مواسير قطر 25مم. | LM | 160 | 39.28 | 6284.8 | EGP | SC_Supply/Apply
Katameya Creeks | 138 | RFQ-00150 | Youssef Abd El Kream | MEP (Electro Mechanical) | 2024-12-15 | PPR Pipes & Fittings | Approved | All | مواسير PPR قطر 40 مم للمياه البارده و الساخنه | LM | 240 | 200 | 11.7 | 2340 | SC_Supply | El Maadawy | All | مواسير PPR قطر 40 مم للمياه البارده و الساخنه | LM | 200 | 92.76 | 18552 | EGP | SC_Supply
Katameya Creeks | 138 | RFQ-00150 | Youssef Abd El Kream | MEP (Electro Mechanical) | 2024-12-15 | PPR Pipes & Fittings | Approved | All Buildings | جلبه UPVC مقاس 110 مم رمادى بجوان | ECH | 190 | 190 | 27.15 | 5158.5 | MAT_Raw | El Maadawy | All Buildings | جلبه UPVC مقاس 110 مم رمادى بجوان | ECH | 190 | 44 | 8360 | EGP | MAT_Raw
Katameya Creeks | 138 | RFQ-00150 | Youssef Abd El Kream | MEP (Electro Mechanical) | 2024-12-15 | PPR Pipes & Fittings | Approved | All Buildings | جلبه UPVC مقاس 110 مم رمادى | ECH | 500 | 20 | 48.98 | 979.6 | MAT_Raw | El Maadawy | All Buildings | جلبه UPVC مقاس 110 مم رمادى | ECH | 20 | 143.29 | 2865.8 | EGP | MAT_Raw
Katameya Creeks | 138 | RFQ-00150 | Youssef Abd El Kream | MEP (Electro Mechanical) | 2024-12-15 | PPR Pipes & Fittings | Approved | All Buildings | جلبه UPVC مقاس 50 مم رمادى بجوان | ECH | 200 | 200 | 18 | 3600 | SC_Supply/Apply | El Maadawy | All Buildings | جلبه UPVC مقاس 50 مم رمادى بجوان | ECH | 200 | 15.78 | 3156 | EGP | SC_Supply/Apply
Katameya Creeks | 138 | RFQ-00150 | Youssef Abd El Kream | MEP (Electro Mechanical) | 2024-12-15 | PPR Pipes & Fittings | Approved | All Buildings | جلبه لحام PPR قطر 32 مم | ECH | 120 | 60 | 22.85 | 1371 | SC_Supply | El Maadawy | All Buildings | جلبه لحام PPR قطر 32 مم | ECH | 60 | 10.66 | 639.6 | EGP | SC_Supply
Katameya Creeks | 138 | RFQ-00152 | Youssef Abd El Kream | MEP (Electro Mechanical) | 2024-12-15 | Fisher 8mm | Approved | All | فيشر فراشه 8مم | ECH | 6000 | 500 | 0 | 0 | SC_Apply | بيتكو لمهمات الربط | All | فيشر فراشه 8مم | ECH | 500 | 1.75 | 875 | EGP | SC_Apply
Katameya Creeks | 138 | RFQ-00154 | Youssef Abd El Kream | MEP (Electro Mechanical) | 2024-12-16 | Fishers & Bolts | Approved | 8E SERVICE.Basement.1-4 | فيشر 8 مم | ECH | 3000 | 3000 | 0 | 0 | SC_Supply | بيتكو لمهمات الربط | 8E SERVICE.Basement.1-4 | فيشر 8 مم | ECH | 3000 | 1.38 | 4140 | EGP | SC_Supply
Katameya Creeks | 138 | RFQ-00154 | Youssef Abd El Kream | MEP (Electro Mechanical) | 2024-12-16 | Fishers & Bolts | Approved | 8E SERVICE.Basement.1-4 | مسمار 8 مم براس مفتاح | ECH | 3000 | 2500 | 0 | 0 | SC_Supply | بيتكو لمهمات الربط | 8E SERVICE.Basement.1-4 | مسمار 8 مم براس مفتاح | ECH | 2500 | 2.04 | 5100 | EGP | SC_Supply
Katameya Creeks | 138 | RFQ-00158 | Youssef Abd El Kream | MEP (Electro Mechanical) | 2024-12-16 | Draw Rope | Approved | 8E SERVICE.Basement.1-4 | حبل بلاستيك شداد 6 مم | KGR | 25 | 25 | 0 | 0 | SC_Supply | بيتكو لمهمات الربط | 8E SERVICE.Basement.1-4 | حبل بلاستيك شداد 6 مم | KGR | 25 | 85 | 2125 | EGP | SC_Supply
Katameya Creeks | 138 | RFQ-00160 | Youssef Abd El Kream | MEP (Electro Mechanical) | 2024-12-16 | UPVC Conduit & Fittings | Approved | All Buildings | ماسورة 20مم UPVC سمك ثقيل قطر خارجي 20 قطر داخلي 16.4مم اللفة= 34×3 متر(اللون أبيض) | LM | 3060 | 2394 | 8.21 | 19654.74 | SC_Supply | New Ega | All Buildings | ماسورة 20مم UPVC سمك ثقيل قطر خارجي 20 قطر داخلي 16.4مم اللفة= 34×3 متر(اللون أبيض) | LM | 2394 | 8.7 | 20827.8 | EGP | SC_Supply
Katameya Creeks | 138 | RFQ-00160 | Youssef Abd El Kream | MEP (Electro Mechanical) | 2024-12-16 | UPVC Conduit & Fittings | Approved | 8E SERVICE.Basement.1-4 | ماسورة 32مم UPVC سمك ثقيل قطر خارجي 32 قطر داخلي 26.6مم اللفة= 15×3 متر(اللون أبيض) | LM | 90 | 90 | 0 | 0 | SC_Supply | New Ega | 8E SERVICE.Basement.1-4 | ماسورة 32مم UPVC سمك ثقيل قطر خارجي 32 قطر داخلي 26.6مم اللفة= 15×3 متر(اللون أبيض) | LM | 90 | 19.7 | 1773 | EGP | SC_Supply
Katameya Creeks | 138 | RFQ-00160 | Youssef Abd El Kream | MEP (Electro Mechanical) | 2024-12-16 | UPVC Conduit & Fittings | Approved | 8E SERVICE.Basement.1-4 | خرطوم 32 مم بولي ايثيلين(اللون رمادى) | LM | 1010 | 1010 | 0 | 0 | SC_Supply | New Ega | 8E SERVICE.Basement.1-4 | خرطوم 32 مم بولي ايثيلين(اللون رمادى) | LM | 1010 | 16.8 | 16968 | EGP | SC_Supply
Katameya Creeks | 138 | RFQ-00160 | Youssef Abd El Kream | MEP (Electro Mechanical) | 2024-12-16 | UPVC Conduit & Fittings | Approved | 8E SERVICE.Basement.1-4 | جلبة ماسورة 32مم UPVC (اللون أبيض) | ECH | 300 | 300 | 0 | 0 | SC_Supply | New Ega | 8E SERVICE.Basement.1-4 | جلبة ماسورة 32مم UPVC (اللون أبيض) | ECH | 300 | 2.9 | 870 | EGP | SC_Supply
Katameya Creeks | 138 | RFQ-00160 | Youssef Abd El Kream | MEP (Electro Mechanical) | 2024-12-16 | UPVC Conduit & Fittings | Approved | 8E SERVICE.Basement.1-4 | جلبة ماسورة50مم UPVC (اللون أبيض) | ECH | 100 | 100 | 0 | 0 | SC_Supply | New Ega | 8E SERVICE.Basement.1-4 | جلبة ماسورة50مم UPVC (اللون أبيض) | ECH | 100 | 7.9 | 790 | EGP | SC_Supply
Katameya Creeks | 138 | RFQ-00160 | Youssef Abd El Kream | MEP (Electro Mechanical) | 2024-12-16 | UPVC Conduit & Fittings | Approved | 8E SERVICE.Basement.1-4 | خرطوم 50 مم بولي ايثيلين(اللون رمادى) | LM | 1510 | 1510 | 0 | 0 | SC_Supply | New Ega | 8E SERVICE.Basement.1-4 | خرطوم 50 مم بولي ايثيلين(اللون رمادى) | LM | 1510 | 31.88 | 48138.8 | EGP | SC_Supply
Katameya Creeks | 138 | RFQ-00160 | Youssef Abd El Kream | MEP (Electro Mechanical) | 2024-12-16 | UPVC Conduit & Fittings | Approved | 8E SERVICE.Basement.1-4 | جلبة ماسورة 25مم UPVC (اللون أبيض) | ECH | 200 | 200 | 0 | 0 | SC_Supply | New Ega | 8E SERVICE.Basement.1-4 | جلبة ماسورة 25مم UPVC (اللون أبيض) | ECH | 200 | 2 | 400 | EGP | SC_Supply
Katameya Creeks | 138 | RFQ-00160 | Youssef Abd El Kream | MEP (Electro Mechanical) | 2024-12-16 | UPVC Conduit & Fittings | Approved | 8E SERVICE.Basement.1-4 | خرطوم 20 مم بولي ايثيلين(اللون رمادى) | LM | 1500 | 1500 | 0 | 0 | SC_Supply | New Ega | 8E SERVICE.Basement.1-4 | خرطوم 20 مم بولي ايثيلين(اللون رمادى) | LM | 1500 | 8.5 | 12750 | EGP | SC_Supply
Katameya Creeks | 138 | RFQ-00160 | Youssef Abd El Kream | MEP (Electro Mechanical) | 2024-12-16 | UPVC Conduit & Fittings | Approved | 8E SERVICE.Basement.1-4 | ماسورة 25مم UPVC سمك ثقيل قطر خارجي 25 قطر داخلي 21.1مم اللفة= 20×3 متر(اللون أبيض) | LM | 492 | 492 | 0 | 0 | SC_Supply | New Ega | 8E SERVICE.Basement.1-4 | ماسورة 25مم UPVC سمك ثقيل قطر خارجي 25 قطر داخلي 21.1مم اللفة= 20×3 متر(اللون أبيض) | LM | 492 | 12 | 5904 | EGP | SC_Supply
Katameya Creeks | 138 | RFQ-00160 | Youssef Abd El Kream | MEP (Electro Mechanical) | 2024-12-16 | UPVC Conduit & Fittings | Approved | 8E SERVICE.Basement.1-4 | خرطوم 25 مم بولي ايثيلين(اللون رمادى) | LM | 2318 | 2318 | 0 | 0 | SC_Supply | New Ega | 8E SERVICE.Basement.1-4 | خرطوم 25 مم بولي ايثيلين(اللون رمادى) | LM | 2318 | 12.8 | 29670.4 | EGP | SC_Supply
Katameya Creeks | 138 | RFQ-00172 | Youssef Abd El Kream | MEP (Electro Mechanical) | 2024-12-29 | PPR Valve | Approved | Type G.Buildings.Water supply | PPR Ball valve size 20mm with 2 union connector محبس 1/2 "20 مم 2 لاكور | ECH | 240 | 240 | 601.92 | 144460.8 | SC_Supply | El Maadawy | Type G.Buildings.Water supply | PPR Ball valve size 20mm with 2 union connector محبس 1/2 "20 مم 2 لاكور | ECH | 240 | 365.98 | 87835.2 | EGP | SC_Supply
Katameya Creeks | 138 | RFQ-00173 | Youssef Abd El Kream | MEP (Electro Mechanical) | 2024-12-29 | Shower & Floor Drains | Approved | All Buildings | بيبه صفايه مقاس 48 مم | ECH | 70 | 70 | 712.62 | 49883.4 | SC_Supply | El Maadawy | All Buildings | بيبه صفايه مقاس 48 مم | ECH | 70 | 688.03 | 48162.1 | EGP | SC_Supply
Katameya Creeks | 138 | RFQ-00173 | Youssef Abd El Kream | MEP (Electro Mechanical) | 2024-12-29 | Shower & Floor Drains | Approved | All Buildings | Square Shower Drain 10X10CM | ECH | 50 | 50 | 478.8 | 23940 | SC_Supply | El Maadawy | All Buildings | Square Shower Drain 10X10CM | ECH | 50 | 400 | 20000 | EGP | SC_Supply
Rabigh CCPP-Civil _K0006 | K0006 | RFQ-00100 | Ahmed Adel | MEP (Electro Mechanical) | 2024-12-18 | UPVC PIPES & FITTINGS | Approved | 22 13 16 FWDN-0002 | Sypplying thermoplastic (UPVC);pipeas per BS3505;to drainage network;inner Dia. 3";installed above ground; | MTR | 280 | 196 | 13 | 2548 | MAT_Raw | المؤسسة الوطنية للتسويق المحدودة | 22 13 16 FWDN-0002 | Sypplying thermoplastic (UPVC);pipeas per BS3505;to drainage network;inner Dia. 3";installed above ground; | MTR | 196 | 3.01 | 589.96 | SAR | MAT_Raw
Rabigh CCPP-Civil _K0006 | K0006 | RFQ-00100 | Ahmed Adel | MEP (Electro Mechanical) | 2024-12-18 | UPVC PIPES & FITTINGS | Approved | 22 13 16 FWDN-0002 | Sypplying;Installing;testing;thermoplastic (UPVC);pipeas per BS3505;to drainage network;inner Dia. 3";installed above ground; | MTR | 280 | 30 | 16 | 480 | MAT_Raw | المؤسسة الوطنية للتسويق المحدودة | 22 13 16 FWDN-0002 | Sypplying;Installing;testing;thermoplastic (UPVC);pipeas per BS3505;to drainage network;inner Dia. 3";installed above ground; | MTR | 30 | 6.5 | 195 | SAR | MAT_Raw
Rabigh CCPP-Civil _K0006 | K0006 | RFQ-00100 | Ahmed Adel | MEP (Electro Mechanical) | 2024-12-18 | UPVC PIPES & FITTINGS | Approved | 22 13 16 FWDN-0003 | Sypplying;thermoplastic (UPVC);pipeas per BS3505;to drainage network;inner Dia. 4";installed above ground; | MTR | 776 | 228 | 30 | 6840 | MAT_Raw | المؤسسة الوطنية للتسويق المحدودة | 22 13 16 FWDN-0003 | Sypplying;thermoplastic (UPVC);pipeas per BS3505;to drainage network;inner Dia. 4";installed above ground; | MTR | 228 | 22.45 | 5118.6 | SAR | MAT_Raw
Rabigh CCPP-Civil _K0006 | K0006 | RFQ-00100 | Ahmed Adel | MEP (Electro Mechanical) | 2024-12-18 | UPVC PIPES & FITTINGS | Approved | 22 13 16 FWDN-0003 | Sypplyingthermoplastic (UPVC);pipeas per BS3505;to drainage network;inner Dia. 4";installed above ground; | MTR | 776 | 543.2 | 23 | 12493.6 | MAT_Raw | المؤسسة الوطنية للتسويق المحدودة | 22 13 16 FWDN-0003 | Sypplyingthermoplastic (UPVC);pipeas per BS3505;to drainage network;inner Dia. 4";installed above ground; | MTR | 543.2 | 5.07 | 2754.02 | SAR | MAT_Raw
Katameya Creeks | 138 | RFQ-00177 | Purchasing Engineers | Purchasing | 2024-12-30 | Araco Products PR 106212 | Approved | All Buildings | Araco Tile Fix Plus | KGR | 20000 | 20000 | 0 | 0 | SC_Supply | اراكو لمواد البناء و المقاولات | All Buildings | Araco Tile Fix Plus | KGR | 20000 | 14.82 | 296400 | EGP | SC_Supply
Katameya Creeks | 138 | RFQ-00179 | Purchasing Engineers | Purchasing | 2024-12-31 | Joint Seal PR 106212 | Approved | All Buildings | Sealant Beige | KIT | 500 | 500 | 0 | 0 | SC_Supply | المتحدة للبويات والكيماويات | All Buildings | Sealant Beige | KIT | 500 | 399 | 199500 | EGP | SC_Supply
Damietta Container Terminal-Infra & Bldgs _0216 | 216 | RFQ-00132 | Purchasing Engineers | Purchasing | 2024-12-29 | جوبط مقاس 12مم طول 55سم - pr 105688 | Approved | 10.21 - Infrastructure Package-8_Fencing-05520-8.1.1 | Fence: Manufacture, Supply, and Deliver steel fence consists of Steel Bars, Steel columns, including fence and light poles Foundation (Plain & Reinforced concrete) according to Drawings and Specification. The work includes all elements and Accessories required for complete work. including contionuous barbed wire topping (helix arrangement, see NEW fence drawings). | ECH | 9705 | 9705 | 3 | 29115 | MAT_Misc | اليكس فاسترز | 10.21 - Infrastructure Package-8_Fencing-05520-8.1.1 | Fence: Manufacture, Supply, and Deliver steel fence consists of Steel Bars, Steel columns, including fence and light poles Foundation (Plain & Reinforced concrete) according to Drawings and Specification. The work includes all elements and Accessories required for complete work. including contionuous barbed wire topping (helix arrangement, see NEW fence drawings). | ECH | 9705 | 62 | 601710 | EGP | MAT_Misc
Katameya Creeks | 138 | RFQ-00177 | Purchasing Engineers | Purchasing | 2024-12-30 | Araco Products PR 106212 | Approved | All Buildings | Araco Bitmun R | DRM | 10 | 10 | 0 | 0 | SC_Supply | اراكو لمواد البناء و المقاولات | All Buildings | Araco Bitmun R | DRM | 10 | 5472 | 54720 | EGP | SC_Supply
Rabigh CCPP-Civil _K0006 | K0006 | RFQ-00108 | Purchasing Engineers | Purchasing | 2024-12-31 | Cement PR 717 | Approved | 04 27 00 WL-0012 | cement | TON | 60 | 60 | 0 | 0 | MAT_Misc | سالم سليم سالم البشري | 04 27 00 WL-0012 | cement | TON | 60 | 183.33 | 10999.8 | SAR | MAT_Misc
Bulk Storage Grain Silos Terminal _0222 | 222 | RFQ-00002 | Ahmed Fouad | MEP (Electro Mechanical) | 2024-12-17 | MEP design for Buildings and Infra Networks | Approved | Indirect | Indirect Cost | LS | 1 | 1 | 1000000 | 1000000 | Ind | W.E.S Engineering and Environmental Consultants | Indirect | Indirect Cost | LS | 1 | 950000 | 950000 | EGP | Ind
Damietta Container Terminal-Infra & Bldgs _0216 | 216 | RFQ-00131 | Ibrahim Ahmed | MEP (Electro Mechanical) | 2024-12-29 | Supply iso tank containers for dangerous area | Approved | 11.14.13 - BUILDING PACKAGE-Dangerous good area Technical equipment-230915-2.13.2.1 | Waste Storage Tanks Supply and install ISO 20' tank container for spill waste storage, volume 26.000 liter + 20% reserve. Tank shall be from stainless steel with all equipment for a safe storage of contaminated water, oil or corrosive liquids for at least 7 days, oil or acidic/alcalic fluids with pH-grade between 2 and 13. Including hydrants for access to feeder line, with locking valves and anti-dripping valve covers, with gauges and pressure relief valve, with level and temperature sensor. Tank shall be removable in case of necessity. Including all pipeworks and accessories for safe connection. | ECH | 14 | 14 | 36800 | 515200 | MAT_Raw | Meeberg ISO Tanks Switzerland AG | 11.14.13 - BUILDING PACKAGE-Dangerous good area Technical equipment-230915-2.13.2.1 | Waste Storage Tanks Supply and install ISO 20' tank container for spill waste storage, volume 26.000 liter + 20% reserve. Tank shall be from stainless steel with all equipment for a safe storage of contaminated water, oil or corrosive liquids for at least 7 days, oil or acidic/alcalic fluids with pH-grade between 2 and 13. Including hydrants for access to feeder line, with locking valves and anti-dripping valve covers, with gauges and pressure relief valve, with level and temperature sensor. Tank shall be removable in case of necessity. Including all pipeworks and accessories for safe connection. | ECH | 14 | 31875 | 446250 | USD | MAT_Raw
Damietta Container Terminal-Infra & Bldgs _0216 | 216 | RFQ-00131 | Ibrahim Ahmed | MEP (Electro Mechanical) | 2024-12-29 | Supply iso tank containers for dangerous area | Approved | 11.14.13 - BUILDING PACKAGE-Dangerous good area Technical equipment-230915-2.13.2.2 | Fresh Water Storage Tank Supply and install ISO 20' tank container for fresh water storage, volume 26.000 liter + 20% reserve. Tank shall be from stainless steel with all equipment for a safe storage of sweet water with pH-grade between 6 and 8. Including hydrants for access to feeder line, with locking valves and anti-dripping valve covers, with gauges and pressure relief valve, with level and temperature sensor. Tank shall be removable in case of necessity. Including all pipeworks and accessories for safe connection. | ECH | 8 | 8 | 36800 | 294400 | MAT_Raw | Meeberg ISO Tanks Switzerland AG | 11.14.13 - BUILDING PACKAGE-Dangerous good area Technical equipment-230915-2.13.2.2 | Fresh Water Storage Tank Supply and install ISO 20' tank container for fresh water storage, volume 26.000 liter + 20% reserve. Tank shall be from stainless steel with all equipment for a safe storage of sweet water with pH-grade between 6 and 8. Including hydrants for access to feeder line, with locking valves and anti-dripping valve covers, with gauges and pressure relief valve, with level and temperature sensor. Tank shall be removable in case of necessity. Including all pipeworks and accessories for safe connection. | ECH | 8 | 28325 | 226600 | USD | MAT_Raw
Damietta Container Terminal-Infra & Bldgs _0216 | 216 | RFQ-00131 | Ibrahim Ahmed | MEP (Electro Mechanical) | 2024-12-29 | Supply iso tank containers for dangerous area | Approved | 11.14.13 - BUILDING PACKAGE-Dangerous good area Technical equipment-230915-2.13.2.3 | Fresh Water and Bladder Storage Tank Supply and install ISO 20' tank container frame for 15.000 L fresh water and bladder tank storage. Tank shall be from stainless steel with all equipment for a safe storage of fresh water and have a room for instalaltion of bladder tank in a fire proof environment. Including all hydrants for access to feeder line, with locking valves and anti-dripping valve covers, with gauges and pressure relief valve, with level and temperature sensor. Tank shall be removable in case of necessity. Including all pipeworks and accessories for safe connection. | ECH | 2 | 2 | 36800 | 73600 | MAT_Raw | Meeberg ISO Tanks Switzerland AG | 11.14.13 - BUILDING PACKAGE-Dangerous good area Technical equipment-230915-2.13.2.3 | Fresh Water and Bladder Storage Tank Supply and install ISO 20' tank container frame for 15.000 L fresh water and bladder tank storage. Tank shall be from stainless steel with all equipment for a safe storage of fresh water and have a room for instalaltion of bladder tank in a fire proof environment. Including all hydrants for access to feeder line, with locking valves and anti-dripping valve covers, with gauges and pressure relief valve, with level and temperature sensor. Tank shall be removable in case of necessity. Including all pipeworks and accessories for safe connection. | ECH | 2 | 21375 | 42750 | USD | MAT_Raw
Damietta Container Terminal-Infra & Bldgs _0216 | 216 | RFQ-00133 | Purchasing Engineers | Purchasing | 2024-12-29 | Supply Anchoring Material (PR - 106453) | Approved | 10.22 - Infrastructure Package-9_Pavement-02895-9.7.2 | transition slab hinge beam, mounted to quay wall backside (according to pavement drawings) | ECH | 8600 | 5200 | 2.98 | 15496 | MAT_Misc | CMB | 10.22 - Infrastructure Package-9_Pavement-02895-9.7.2 | transition slab hinge beam, mounted to quay wall backside (according to pavement drawings) | ECH | 5200 | 154.5 | 803400 | EGP | MAT_Misc
Mivida BP#189 | 170 | RFQ-00182 | Mostafa Shourbagi | MEP (Electro Mechanical) | 2024-12-24 | Back Draft Dampers & Louvers | Approved | 152105.BAS | P.R. 104145 → Dampers & Louvers | LS | 1 | 1 | 274758.66 | 274758.66 | SC_Supply | ZamZam | 152105.BAS | P.R. 104145 → Dampers & Louvers | LS | 1 | 903509.28 | 903509.28 | EGP | SC_Supply
Mivida BP#189 | 170 | RFQ-00185 | Mostafa Shourbagi | MEP (Electro Mechanical) | 2024-12-25 | Cable Accessories | Approved | 162600.all | P.R. 105345 → Wire NUT | LS | 1 | 1 | 112875.38 | 112875.38 | SC_Supply | El Helal | 162600.all | P.R. 105345 → Wire NUT | LS | 1 | 330600 | 330600 | EGP | SC_Supply
Damietta Container Terminal-Infra & Bldgs _0216 | 216 | RFQ-00134 | Purchasing Engineers | Purchasing | 2024-12-29 | Supply Polyethylene Sheet 150 micron (PR_106721) | Approved | Total | HDPE Polyethylene sheets | KGR | 22326.53 | 20000 | 2 | 40000 | MAT_Raw | مارفلز للمقاولات العامه والتوريدات | Total | HDPE Polyethylene sheets | KGR | 20000 | 25 | 500000 | EGP | MAT_Raw
Katameya Creeks | 138 | RFQ-00168 | Purchasing Engineers | Purchasing | 2024-12-22 | Porcelain PR 106133 | Approved | RFV-075 | Porcelain Glaze amsterdam matt beige | SQM | 1000 | 700 | 198.05 | 138635 | MAT_Raw | المظلوم للتجاره والتوكيلات | RFV-075 | Porcelain Glaze amsterdam matt beige | SQM | 700 | 428.31 | 299817 | EGP | MAT_Raw
ORA ZED-Ph 2-Pkgs A&D | 151 | RFQ-00105 | Mostafa Shourbagi | MEP (Electro Mechanical) | 2024-12-24 | Copper Pipes | Approved | HVAC | Copper Tube 1/4" | LM | 5200 | 2250 | 55.89 | 125752.5 | MAT_Misc | ليمنار جلوبال ديستربيوشن اند سيرفيسز | HVAC | Copper Tube 1/4" | LM | 2250 | 137.94 | 310365 | EGP | MAT_Misc
ORA ZED-Ph 2-Pkgs A&D | 151 | RFQ-00105 | Mostafa Shourbagi | MEP (Electro Mechanical) | 2024-12-24 | Copper Pipes | Approved | HVAC | Copper Tube 3/8" | LM | 7415 | 4155 | 88.68 | 368465.4 | MAT_Misc | ليمنار جلوبال ديستربيوشن اند سيرفيسز | HVAC | Copper Tube 3/8" | LM | 4155 | 218.88 | 909446.4 | EGP | MAT_Misc
ORA ZED-Ph 2-Pkgs A&D | 151 | RFQ-00105 | Mostafa Shourbagi | MEP (Electro Mechanical) | 2024-12-24 | Copper Pipes | Approved | HVAC | Copper Tube 1/2" | LM | 5200 | 300 | 118.55 | 35565 | MAT_Misc | ليمنار جلوبال ديستربيوشن اند سيرفيسز | HVAC | Copper Tube 1/2" | LM | 300 | 292.6 | 87780 | EGP | MAT_Misc
ORA ZED-Ph 2-Pkgs A&D | 151 | RFQ-00105 | Mostafa Shourbagi | MEP (Electro Mechanical) | 2024-12-24 | Copper Pipes | Approved | HVAC | Copper Tube 5/8" | LM | 7415 | 4155 | 163.5 | 679342.5 | MAT_Misc | ليمنار جلوبال ديستربيوشن اند سيرفيسز | HVAC | Copper Tube 5/8" | LM | 4155 | 403.56 | 1676791.8 | EGP | MAT_Misc
ORA ZED-Ph 2-Pkgs A&D | 151 | RFQ-00106 | Mostafa Shourbagi | MEP (Electro Mechanical) | 2024-12-24 | Insulation Tubes | Approved | HVAC | Insulating Pipe K-Flex 13-006 ST (1/4") | LM | 5500 | 1400 | 8.18 | 11452 | MAT_Misc | Al Alamia | HVAC | Insulating Pipe K-Flex 13-006 ST (1/4") | LM | 1400 | 20.2 | 28280 | EGP | MAT_Misc
ORA ZED-Ph 2-Pkgs A&D | 151 | RFQ-00106 | Mostafa Shourbagi | MEP (Electro Mechanical) | 2024-12-24 | Insulation Tubes | Approved | HVAC | Insulating Pipe K-Flex 13-010 ST (3/8") | LM | 7865 | 2580 | 9.7 | 25026 | MAT_Misc | Al Alamia | HVAC | Insulating Pipe K-Flex 13-010 ST (3/8") | LM | 2580 | 23.1 | 59598 | EGP | MAT_Misc
ORA ZED-Ph 2-Pkgs A&D | 151 | RFQ-00106 | Mostafa Shourbagi | MEP (Electro Mechanical) | 2024-12-24 | Insulation Tubes | Approved | HVAC | Insulating Pipe K-Flex 13-012 ST (1/2") | LM | 5500 | 1296 | 9.51 | 12324.96 | MAT_Misc | Al Alamia | HVAC | Insulating Pipe K-Flex 13-012 ST (1/2") | LM | 1296 | 24.5 | 31752 | EGP | MAT_Misc
ORA ZED-Ph 2-Pkgs A&D | 151 | RFQ-00106 | Mostafa Shourbagi | MEP (Electro Mechanical) | 2024-12-24 | Insulation Tubes | Approved | HVAC | Insulating Pipe K-Flex 13-015 ST (5/8") | LM | 7865 | 2580 | 12.1 | 31218 | MAT_Misc | Al Alamia | HVAC | Insulating Pipe K-Flex 13-015 ST (5/8") | LM | 2580 | 29.8 | 76884 | EGP | MAT_Misc
ORA ZED-Ph 2-Pkgs A&D | 151 | RFQ-00107 | Mostafa Shourbagi | MEP (Electro Mechanical) | 2024-12-24 | Volume & Back Draft Dampers | Approved | All areas | Aluminium Volume Damper Size : 60 x 20 cm | ECH | 12 | 12 | 2793.3 | 33519.6 | MAT_Raw | ZamZam | All areas | Aluminium Volume Damper Size : 60 x 20 cm | ECH | 12 | 866.97 | 10403.64 | EGP | MAT_Raw
ORA ZED-Ph 2-Pkgs A&D | 151 | RFQ-00107 | Mostafa Shourbagi | MEP (Electro Mechanical) | 2024-12-24 | Volume & Back Draft Dampers | Approved | All areas | Aluminium Volume Damper Size : 60 x 35 cm | ECH | 1 | 1 | 2793.3 | 2793.3 | MAT_Raw | ZamZam | All areas | Aluminium Volume Damper Size : 60 x 35 cm | ECH | 1 | 1203.5 | 1203.5 | EGP | MAT_Raw
ORA ZED-Ph 2-Pkgs A&D | 151 | RFQ-00107 | Mostafa Shourbagi | MEP (Electro Mechanical) | 2024-12-24 | Volume & Back Draft Dampers | Approved | All areas | Aluminium Volume Damper Size : 65 x 20 cm | ECH | 2 | 2 | 2793.3 | 5586.6 | MAT_Raw | ZamZam | All areas | Aluminium Volume Damper Size : 65 x 20 cm | ECH | 2 | 906.98 | 1813.96 | EGP | MAT_Raw
ORA ZED-Ph 2-Pkgs A&D | 151 | RFQ-00107 | Mostafa Shourbagi | MEP (Electro Mechanical) | 2024-12-24 | Volume & Back Draft Dampers | Approved | All areas | Aluminium Volume Damper Size : 65 x 25 cm | ECH | 1 | 1 | 2793.3 | 2793.3 | MAT_Raw | ZamZam | All areas | Aluminium Volume Damper Size : 65 x 25 cm | ECH | 1 | 1027.03 | 1027.03 | EGP | MAT_Raw
ORA ZED-Ph 2-Pkgs A&D | 151 | RFQ-00107 | Mostafa Shourbagi | MEP (Electro Mechanical) | 2024-12-24 | Volume & Back Draft Dampers | Approved | All areas | Aluminium Volume Damper Size : 65 x 90 cm | ECH | 1 | 1 | 2793.3 | 2793.3 | MAT_Raw | ZamZam | All areas | Aluminium Volume Damper Size : 65 x 90 cm | ECH | 1 | 2417.26 | 2417.26 | EGP | MAT_Raw
ORA ZED-Ph 2-Pkgs A&D | 151 | RFQ-00107 | Mostafa Shourbagi | MEP (Electro Mechanical) | 2024-12-24 | Volume & Back Draft Dampers | Approved | All areas | Aluminium Volume Damper Size : 70 x 20 cm | ECH | 15 | 15 | 2793.3 | 41899.5 | MAT_Raw | ZamZam | All areas | Aluminium Volume Damper Size : 70 x 20 cm | ECH | 15 | 943.92 | 14158.8 | EGP | MAT_Raw
ORA ZED-Ph 2-Pkgs A&D | 151 | RFQ-00107 | Mostafa Shourbagi | MEP (Electro Mechanical) | 2024-12-24 | Volume & Back Draft Dampers | Approved | All areas | Aluminium Volume Damper Size :70 x 30 cm | ECH | 6 | 6 | 2793.3 | 16759.8 | MAT_Raw | ZamZam | All areas | Aluminium Volume Damper Size :70 x 30 cm | ECH | 6 | 1203.5 | 7221 | EGP | MAT_Raw
ORA ZED-Ph 2-Pkgs A&D | 151 | RFQ-00107 | Mostafa Shourbagi | MEP (Electro Mechanical) | 2024-12-24 | Volume & Back Draft Dampers | Approved | All areas | Aluminium Volume Damper Size :75 x 15 cm | ECH | 2 | 2 | 2793.3 | 5586.6 | MAT_Raw | ZamZam | All areas | Aluminium Volume Damper Size :75 x 15 cm | ECH | 2 | 835.16 | 1670.32 | EGP | MAT_Raw
ORA ZED-Ph 2-Pkgs A&D | 151 | RFQ-00107 | Mostafa Shourbagi | MEP (Electro Mechanical) | 2024-12-24 | Volume & Back Draft Dampers | Approved | All areas | Aluminium Volume Damper Size : 75 x 20 cm | ECH | 59 | 59 | 2793.3 | 164804.7 | MAT_Raw | ZamZam | All areas | Aluminium Volume Damper Size : 75 x 20 cm | ECH | 59 | 979.83 | 57809.97 | EGP | MAT_Raw
ORA ZED-Ph 2-Pkgs A&D | 151 | RFQ-00107 | Mostafa Shourbagi | MEP (Electro Mechanical) | 2024-12-24 | Volume & Back Draft Dampers | Approved | All areas | Aluminium Volume Damper Size : 75 x 25 cm | ECH | 12 | 12 | 2793.3 | 33519.6 | MAT_Raw | ZamZam | All areas | Aluminium Volume Damper Size : 75 x 25 cm | ECH | 12 | 1120.39 | 13444.68 | EGP | MAT_Raw
ORA ZED-Ph 2-Pkgs A&D | 151 | RFQ-00107 | Mostafa Shourbagi | MEP (Electro Mechanical) | 2024-12-24 | Volume & Back Draft Dampers | Approved | All areas | Aluminium Volume Damper Size : 80 x 20 cm | ECH | 1 | 1 | 2793.3 | 2793.3 | MAT_Raw | ZamZam | All areas | Aluminium Volume Damper Size : 80 x 20 cm | ECH | 1 | 1017.79 | 1017.79 | EGP | MAT_Raw
ORA ZED-Ph 2-Pkgs A&D | 151 | RFQ-00107 | Mostafa Shourbagi | MEP (Electro Mechanical) | 2024-12-24 | Volume & Back Draft Dampers | Approved | All areas | Aluminium Volume Damper Size : 80 x 25 cm | ECH | 13 | 13 | 2793.3 | 36312.9 | MAT_Raw | ZamZam | All areas | Aluminium Volume Damper Size : 80 x 25 cm | ECH | 13 | 1166.56 | 15165.28 | EGP | MAT_Raw
ORA ZED-Ph 2-Pkgs A&D | 151 | RFQ-00107 | Mostafa Shourbagi | MEP (Electro Mechanical) | 2024-12-24 | Volume & Back Draft Dampers | Approved | All areas | Aluminium Volume Damper Size : 85 x 20 cm | ECH | 10 | 10 | 2793.3 | 27933 | MAT_Raw | ZamZam | All areas | Aluminium Volume Damper Size : 85 x 20 cm | ECH | 10 | 1055.75 | 10557.5 | EGP | MAT_Raw
ORA ZED-Ph 2-Pkgs A&D | 151 | RFQ-00107 | Mostafa Shourbagi | MEP (Electro Mechanical) | 2024-12-24 | Volume & Back Draft Dampers | Approved | All areas | Aluminium Volume Damper Size : 90 x 20 cm | ECH | 1 | 1 | 2793.3 | 2793.3 | MAT_Raw | ZamZam | All areas | Aluminium Volume Damper Size : 90 x 20 cm | ECH | 1 | 1093.72 | 1093.72 | EGP | MAT_Raw
ORA ZED-Ph 2-Pkgs A&D | 151 | RFQ-00107 | Mostafa Shourbagi | MEP (Electro Mechanical) | 2024-12-24 | Volume & Back Draft Dampers | Approved | All areas | Aluminium Volume Damper Size : 90 x 35 cm | ECH | 1 | 1 | 2793.3 | 2793.3 | MAT_Raw | ZamZam | All areas | Aluminium Volume Damper Size : 90 x 35 cm | ECH | 1 | 1557.47 | 1557.47 | EGP | MAT_Raw
ORA ZED-Ph 2-Pkgs A&D | 151 | RFQ-00107 | Mostafa Shourbagi | MEP (Electro Mechanical) | 2024-12-24 | Volume & Back Draft Dampers | Approved | All areas | Aluminium Volume Damper Size : 95 x 35 cm | ECH | 2 | 2 | 2793.3 | 5586.6 | MAT_Raw | ZamZam | All areas | Aluminium Volume Damper Size : 95 x 35 cm | ECH | 2 | 1613.9 | 3227.8 | EGP | MAT_Raw
ORA ZED-Ph 2-Pkgs A&D | 151 | RFQ-00107 | Mostafa Shourbagi | MEP (Electro Mechanical) | 2024-12-24 | Volume & Back Draft Dampers | Approved | All areas | Aluminium Volume Damper Size : 95 x 40 cm | ECH | 1 | 1 | 2793.3 | 2793.3 | MAT_Raw | ZamZam | All areas | Aluminium Volume Damper Size : 95 x 40 cm | ECH | 1 | 1765.75 | 1765.75 | EGP | MAT_Raw
Creeks URBN K _0192 | 192 | RFQ-00051 | Purchasing Engineers | Purchasing | 2024-12-04 | Cement Supply PR 105059 | Approved | 1.1.13.10 - B04-P3-42000-1 | Cement Supply | TON | 10000 | 140 | 1905 | 266700 | MAT_Raw | امكو للتجاره والتوريدات | 1.1.13.10 - B04-P3-42000-1 | Cement Supply | TON | 140 | 2800 | 392000 | EGP | MAT_Raw
ORA ZED-Ph 2-Pkgs A&D | 151 | RFQ-00109 | Purchasing Engineers | Purchasing | 2024-12-24 | اسمنت رتبة 42.5 - PR 105058 | Approved | All areas | اسمنت اسود رتبة 42.5 | TON | 200 | 70 | 1250 | 87500 | MAT_Raw | امكو للتجاره والتوريدات | All areas | اسمنت اسود رتبة 42.5 | TON | 70 | 3700 | 259000 | EGP | MAT_Raw
ORA ZED-Ph 2-Pkgs A&D | 151 | RFQ-00107 | Mostafa Shourbagi | MEP (Electro Mechanical) | 2024-12-24 | Volume & Back Draft Dampers | Approved | All areas | Aluminium Volume Damper Size : 100 x 30 cm | ECH | 1 | 1 | 2793.3 | 2793.3 | MAT_Raw | ZamZam | All areas | Aluminium Volume Damper Size : 100 x 30 cm | ECH | 1 | 1512.32 | 1512.32 | EGP | MAT_Raw
ORA ZED-Ph 2-Pkgs A&D | 151 | RFQ-00107 | Mostafa Shourbagi | MEP (Electro Mechanical) | 2024-12-24 | Volume & Back Draft Dampers | Approved | All areas | Aluminium Volume Damper Size : 120 x 40 cm | ECH | 2 | 2 | 2793.3 | 5586.6 | MAT_Raw | ZamZam | All areas | Aluminium Volume Damper Size : 120 x 40 cm | ECH | 2 | 2083.81 | 4167.62 | EGP | MAT_Raw
ORA ZED-Ph 2-Pkgs A&D | 151 | RFQ-00107 | Mostafa Shourbagi | MEP (Electro Mechanical) | 2024-12-24 | Volume & Back Draft Dampers | Approved | All areas | Aluminium Volume Damper Size : 200 x 50 cm | ECH | 6 | 6 | 2793.3 | 16759.8 | MAT_Raw | ZamZam | All areas | Aluminium Volume Damper Size : 200 x 50 cm | ECH | 6 | 4292.78 | 25756.68 | EGP | MAT_Raw
ORA ZED-Ph 2-Pkgs A&D | 151 | RFQ-00107 | Mostafa Shourbagi | MEP (Electro Mechanical) | 2024-12-24 | Volume & Back Draft Dampers | Approved | All areas | Aluminium Volume Damper Size : 20 x 10 cm | ECH | 6 | 6 | 2793.3 | 16759.8 | MAT_Raw | ZamZam | All areas | Aluminium Volume Damper Size : 20 x 10 cm | ECH | 6 | 344.74 | 2068.44 | EGP | MAT_Raw
ORA ZED-Ph 2-Pkgs A&D | 151 | RFQ-00107 | Mostafa Shourbagi | MEP (Electro Mechanical) | 2024-12-24 | Volume & Back Draft Dampers | Approved | All areas | Aluminium Volume Damper Size : 50 x 60 cm | ECH | 80 | 80 | 2793.3 | 223464 | MAT_Raw | ZamZam | All areas | Aluminium Volume Damper Size : 50 x 60 cm | ECH | 80 | 1512.32 | 120985.6 | EGP | MAT_Raw
ORA ZED-Ph 2-Pkgs A&D | 151 | RFQ-00107 | Mostafa Shourbagi | MEP (Electro Mechanical) | 2024-12-24 | Volume & Back Draft Dampers | Approved | All areas | Aluminium Volume Damper Size : 20 x 10 cm | ECH | 1 | 1 | 2793.3 | 2793.3 | MAT_Raw | ZamZam | All areas | Aluminium Volume Damper Size : 20 x 10 cm | ECH | 1 | 344.74 | 344.74 | EGP | MAT_Raw
ORA ZED-Ph 2-Pkgs A&D | 151 | RFQ-00107 | Mostafa Shourbagi | MEP (Electro Mechanical) | 2024-12-24 | Volume & Back Draft Dampers | Approved | All areas | Aluminium Volume Damper Size : 20 x 15 cm | ECH | 12 | 12 | 2793.3 | 33519.6 | MAT_Raw | ZamZam | All areas | Aluminium Volume Damper Size : 20 x 15 cm | ECH | 12 | 381.67 | 4580.04 | EGP | MAT_Raw
ORA ZED-Ph 2-Pkgs A&D | 151 | RFQ-00107 | Mostafa Shourbagi | MEP (Electro Mechanical) | 2024-12-24 | Volume & Back Draft Dampers | Approved | All areas | Aluminium Volume Damper Size : 20 x 20 cm | ECH | 1 | 1 | 2793.3 | 2793.3 | MAT_Raw | ZamZam | All areas | Aluminium Volume Damper Size : 20 x 20 cm | ECH | 1 | 467.86 | 467.86 | EGP | MAT_Raw
ORA ZED-Ph 2-Pkgs A&D | 151 | RFQ-00107 | Mostafa Shourbagi | MEP (Electro Mechanical) | 2024-12-24 | Volume & Back Draft Dampers | Approved | All areas | Aluminium Volume Damper Size : 25 x 10 cm | ECH | 1 | 1 | 2793.3 | 2793.3 | MAT_Raw | ZamZam | All areas | Aluminium Volume Damper Size : 25 x 10 cm | ECH | 1 | 344.74 | 344.74 | EGP | MAT_Raw
ORA ZED-Ph 2-Pkgs A&D | 151 | RFQ-00107 | Mostafa Shourbagi | MEP (Electro Mechanical) | 2024-12-24 | Volume & Back Draft Dampers | Approved | All areas | Aluminium Volume Damper Size : 25 x 15 cm | ECH | 32 | 32 | 2793.3 | 89385.6 | MAT_Raw | ZamZam | All areas | Aluminium Volume Damper Size : 25 x 15 cm | ECH | 32 | 448.36 | 14347.52 | EGP | MAT_Raw
ORA ZED-Ph 2-Pkgs A&D | 151 | RFQ-00107 | Mostafa Shourbagi | MEP (Electro Mechanical) | 2024-12-24 | Volume & Back Draft Dampers | Approved | All areas | Aluminium Volume Damper Size : 25 x 20 cm | ECH | 3 | 3 | 2793.3 | 8379.9 | MAT_Raw | ZamZam | All areas | Aluminium Volume Damper Size : 25 x 20 cm | ECH | 3 | 544.81 | 1634.43 | EGP | MAT_Raw
ORA ZED-Ph 2-Pkgs A&D | 151 | RFQ-00107 | Mostafa Shourbagi | MEP (Electro Mechanical) | 2024-12-24 | Volume & Back Draft Dampers | Approved | All areas | Aluminium Volume Damper Size : 25 x 25 cm | ECH | 4 | 4 | 2793.3 | 11173.2 | MAT_Raw | ZamZam | All areas | Aluminium Volume Damper Size : 25 x 25 cm | ECH | 4 | 623.81 | 2495.24 | EGP | MAT_Raw
ORA ZED-Ph 2-Pkgs A&D | 151 | RFQ-00107 | Mostafa Shourbagi | MEP (Electro Mechanical) | 2024-12-24 | Volume & Back Draft Dampers | Approved | All areas | Aluminium Volume Damper Size : 30 x 15 cm | ECH | 11 | 11 | 2793.3 | 30726.3 | MAT_Raw | ZamZam | All areas | Aluminium Volume Damper Size : 30 x 15 cm | ECH | 11 | 508.9 | 5597.9 | EGP | MAT_Raw
ORA ZED-Ph 2-Pkgs A&D | 151 | RFQ-00107 | Mostafa Shourbagi | MEP (Electro Mechanical) | 2024-12-24 | Volume & Back Draft Dampers | Approved | All areas | Aluminium Volume Damper Size : 30 x 20 cm | ECH | 7 | 7 | 2793.3 | 19553.1 | MAT_Raw | ZamZam | All areas | Aluminium Volume Damper Size : 30 x 20 cm | ECH | 7 | 607.39 | 4251.73 | EGP | MAT_Raw
ORA ZED-Ph 2-Pkgs A&D | 151 | RFQ-00107 | Mostafa Shourbagi | MEP (Electro Mechanical) | 2024-12-24 | Volume & Back Draft Dampers | Approved | All areas | Aluminium Volume Damper Size : 30 x 25 cm | ECH | 2 | 2 | 2793.3 | 5586.6 | MAT_Raw | ZamZam | All areas | Aluminium Volume Damper Size : 30 x 25 cm | ECH | 2 | 677.16 | 1354.32 | EGP | MAT_Raw
ORA ZED-Ph 2-Pkgs A&D | 151 | RFQ-00107 | Mostafa Shourbagi | MEP (Electro Mechanical) | 2024-12-24 | Volume & Back Draft Dampers | Approved | All areas | Aluminium Volume Damper Size : 30 x 30 cm | ECH | 1 | 1 | 2793.3 | 2793.3 | MAT_Raw | ZamZam | All areas | Aluminium Volume Damper Size : 30 x 30 cm | ECH | 1 | 739.75 | 739.75 | EGP | MAT_Raw
ORA ZED-Ph 2-Pkgs A&D | 151 | RFQ-00107 | Mostafa Shourbagi | MEP (Electro Mechanical) | 2024-12-24 | Volume & Back Draft Dampers | Approved | All areas | Aluminium Volume Damper Size : 35 x 15 cm | ECH | 5 | 5 | 2793.3 | 13966.5 | MAT_Raw | ZamZam | All areas | Aluminium Volume Damper Size : 35 x 15 cm | ECH | 5 | 559.17 | 2795.85 | EGP | MAT_Raw
ORA ZED-Ph 2-Pkgs A&D | 151 | RFQ-00107 | Mostafa Shourbagi | MEP (Electro Mechanical) | 2024-12-24 | Volume & Back Draft Dampers | Approved | All areas | Aluminium Volume Damper Size : 35 x 20 cm | ECH | 3 | 3 | 2793.3 | 8379.9 | MAT_Raw | ZamZam | All areas | Aluminium Volume Damper Size : 35 x 20 cm | ECH | 3 | 654.59 | 1963.77 | EGP | MAT_Raw
ORA ZED-Ph 2-Pkgs A&D | 151 | RFQ-00107 | Mostafa Shourbagi | MEP (Electro Mechanical) | 2024-12-24 | Volume & Back Draft Dampers | Approved | All areas | Aluminium Volume Damper Size : 35 x 25 cm | ECH | 1 | 1 | 2793.3 | 2793.3 | MAT_Raw | ZamZam | All areas | Aluminium Volume Damper Size : 35 x 25 cm | ECH | 1 | 730.51 | 730.51 | EGP | MAT_Raw
ORA ZED-Ph 2-Pkgs A&D | 151 | RFQ-00107 | Mostafa Shourbagi | MEP (Electro Mechanical) | 2024-12-24 | Volume & Back Draft Dampers | Approved | All areas | Aluminium Volume Damper Size : 35 x 30 cm | ECH | 3 | 3 | 2793.3 | 8379.9 | MAT_Raw | ZamZam | All areas | Aluminium Volume Damper Size : 35 x 30 cm | ECH | 3 | 804.38 | 2413.14 | EGP | MAT_Raw
ORA ZED-Ph 2-Pkgs A&D | 151 | RFQ-00107 | Mostafa Shourbagi | MEP (Electro Mechanical) | 2024-12-24 | Volume & Back Draft Dampers | Approved | All areas | Aluminium Volume Damper Size : 35 x 35 cm | ECH | 1 | 1 | 2793.3 | 2793.3 | MAT_Raw | ZamZam | All areas | Aluminium Volume Damper Size : 35 x 35 cm | ECH | 1 | 877.23 | 877.23 | EGP | MAT_Raw
ORA ZED-Ph 2-Pkgs A&D | 151 | RFQ-00107 | Mostafa Shourbagi | MEP (Electro Mechanical) | 2024-12-24 | Volume & Back Draft Dampers | Approved | All areas | Aluminium Volume Damper Size : 40 x 15 cm | ECH | 1 | 1 | 2793.3 | 2793.3 | MAT_Raw | ZamZam | All areas | Aluminium Volume Damper Size : 40 x 15 cm | ECH | 1 | 607.39 | 607.39 | EGP | MAT_Raw
ORA ZED-Ph 2-Pkgs A&D | 151 | RFQ-00107 | Mostafa Shourbagi | MEP (Electro Mechanical) | 2024-12-24 | Volume & Back Draft Dampers | Approved | All areas | Aluminium Volume Damper Size : 40 x 25 cm | ECH | 2 | 2 | 2793.3 | 5586.6 | MAT_Raw | ZamZam | All areas | Aluminium Volume Damper Size : 40 x 25 cm | ECH | 2 | 781.81 | 1563.62 | EGP | MAT_Raw
ORA ZED-Ph 2-Pkgs A&D | 151 | RFQ-00107 | Mostafa Shourbagi | MEP (Electro Mechanical) | 2024-12-24 | Volume & Back Draft Dampers | Approved | All areas | Aluminium Volume Damper Size : 40 x 30 cm | ECH | 2 | 2 | 2793.3 | 5586.6 | MAT_Raw | ZamZam | All areas | Aluminium Volume Damper Size : 40 x 30 cm | ECH | 2 | 866.97 | 1733.94 | EGP | MAT_Raw
ORA ZED-Ph 2-Pkgs A&D | 151 | RFQ-00107 | Mostafa Shourbagi | MEP (Electro Mechanical) | 2024-12-24 | Volume & Back Draft Dampers | Approved | All areas | Aluminium Volume Damper Size : 40 x 85 cm | ECH | 1 | 1 | 2793.3 | 2793.3 | MAT_Raw | ZamZam | All areas | Aluminium Volume Damper Size : 40 x 85 cm | ECH | 1 | 1637.5 | 1637.5 | EGP | MAT_Raw
ORA ZED-Ph 2-Pkgs A&D | 151 | RFQ-00107 | Mostafa Shourbagi | MEP (Electro Mechanical) | 2024-12-24 | Volume & Back Draft Dampers | Approved | All areas | Aluminium Volume Damper Size : 45 x 25 cm | ECH | 1 | 1 | 2793.3 | 2793.3 | MAT_Raw | ZamZam | All areas | Aluminium Volume Damper Size : 45 x 25 cm | ECH | 1 | 835.16 | 835.16 | EGP | MAT_Raw
ORA ZED-Ph 2-Pkgs A&D | 151 | RFQ-00107 | Mostafa Shourbagi | MEP (Electro Mechanical) | 2024-12-24 | Volume & Back Draft Dampers | Approved | All areas | Aluminium Volume Damper Size : 50 x 15 cm | ECH | 1 | 1 | 2793.3 | 2793.3 | MAT_Raw | ZamZam | All areas | Aluminium Volume Damper Size : 50 x 15 cm | ECH | 1 | 677.16 | 677.16 | EGP | MAT_Raw
ORA ZED-Ph 2-Pkgs A&D | 151 | RFQ-00107 | Mostafa Shourbagi | MEP (Electro Mechanical) | 2024-12-24 | Volume & Back Draft Dampers | Approved | All areas | Aluminium Volume Damper Size : 50 x 20 cm | ECH | 1 | 1 | 2793.3 | 2793.3 | MAT_Raw | ZamZam | All areas | Aluminium Volume Damper Size : 50 x 20 cm | ECH | 1 | 781.81 | 781.81 | EGP | MAT_Raw
ORA ZED-Ph 2-Pkgs A&D | 151 | RFQ-00107 | Mostafa Shourbagi | MEP (Electro Mechanical) | 2024-12-24 | Volume & Back Draft Dampers | Approved | All areas | Aluminium Volume Damper Size : 50 x 30 cm | ECH | 1 | 1 | 2793.3 | 2793.3 | MAT_Raw | ZamZam | All areas | Aluminium Volume Damper Size : 50 x 30 cm | ECH | 1 | 979.83 | 979.83 | EGP | MAT_Raw
ORA ZED-Ph 2-Pkgs A&D | 151 | RFQ-00107 | Mostafa Shourbagi | MEP (Electro Mechanical) | 2024-12-24 | Volume & Back Draft Dampers | Approved | All areas | Aluminium Volume Damper Size : 55 x 15 cm | ECH | 4 | 4 | 2793.3 | 11173.2 | MAT_Raw | ZamZam | All areas | Aluminium Volume Damper Size : 55 x 15 cm | ECH | 4 | 707.94 | 2831.76 | EGP | MAT_Raw
ORA ZED-Ph 2-Pkgs A&D | 151 | RFQ-00107 | Mostafa Shourbagi | MEP (Electro Mechanical) | 2024-12-24 | Volume & Back Draft Dampers | Approved | All areas | Aluminium Volume Damper Size : 55 x 30 cm | ECH | 2 | 2 | 2793.3 | 5586.6 | MAT_Raw | ZamZam | All areas | Aluminium Volume Damper Size : 55 x 30 cm | ECH | 2 | 1036.26 | 2072.52 | EGP | MAT_Raw
ORA ZED-Ph 2-Pkgs A&D | 151 | RFQ-00107 | Mostafa Shourbagi | MEP (Electro Mechanical) | 2024-12-24 | Volume & Back Draft Dampers | Approved | All areas | Aluminium Volume Damper Size : 55 x 35 cm | ECH | 2 | 2 | 2793.3 | 5586.6 | MAT_Raw | ZamZam | All areas | Aluminium Volume Damper Size : 55 x 35 cm | ECH | 2 | 1138.86 | 2277.72 | EGP | MAT_Raw
ORA ZED-Ph 2-Pkgs A&D | 151 | RFQ-00107 | Mostafa Shourbagi | MEP (Electro Mechanical) | 2024-12-24 | Volume & Back Draft Dampers | Approved | All areas | Aluminium Volume Damper Size : 55 x 95 cm | ECH | 1 | 1 | 2793.3 | 2793.3 | MAT_Raw | ZamZam | All areas | Aluminium Volume Damper Size : 55 x 95 cm | ECH | 1 | 2218.21 | 2218.21 | EGP | MAT_Raw
ORA ZED-Ph 2-Pkgs A&D | 151 | RFQ-00107 | Mostafa Shourbagi | MEP (Electro Mechanical) | 2024-12-24 | Volume & Back Draft Dampers | Approved | All areas | Aluminium Volume Damper Size : 60 x 15 cm | ECH | 1 | 1 | 2793.3 | 2793.3 | MAT_Raw | ZamZam | All areas | Aluminium Volume Damper Size : 60 x 15 cm | ECH | 1 | 739.75 | 739.75 | EGP | MAT_Raw
ORA ZED-Ph 2-Pkgs A&D | 151 | RFQ-00107 | Mostafa Shourbagi | MEP (Electro Mechanical) | 2024-12-24 | Volume & Back Draft Dampers | Approved | All areas | Back Draft Volume Damper (BDD) Size : 90 x 45 cm | ECH | 1 | 1 | 2793.3 | 2793.3 | MAT_Raw | ZamZam | All areas | Back Draft Volume Damper (BDD) Size : 90 x 45 cm | ECH | 1 | 2607.07 | 2607.07 | EGP | MAT_Raw
ORA ZED-Ph 2-Pkgs A&D | 151 | RFQ-00107 | Mostafa Shourbagi | MEP (Electro Mechanical) | 2024-12-24 | Volume & Back Draft Dampers | Approved | All areas | Back Draft Volume Damper (BDD) Size : 120 x 120 cm | ECH | 6 | 6 | 2793.3 | 16759.8 | MAT_Raw | ZamZam | All areas | Back Draft Volume Damper (BDD) Size : 120 x 120 cm | ECH | 6 | 6551.01 | 39306.06 | EGP | MAT_Raw
ORA ZED-Ph 2-Pkgs A&D | 151 | RFQ-00107 | Mostafa Shourbagi | MEP (Electro Mechanical) | 2024-12-24 | Volume & Back Draft Dampers | Approved | All areas | Pressure relief damper (PRD) Size 110 x 110 cm | ECH | 8 | 8 | 2793.3 | 22346.4 | MAT_Raw | ZamZam | All areas | Pressure relief damper (PRD) Size 110 x 110 cm | ECH | 8 | 5779.46 | 46235.68 | EGP | MAT_Raw
ORA ZED-Ph 2-Pkgs A&D | 151 | RFQ-00108 | Mostafa Shourbagi | MEP (Electro Mechanical) | 2024-12-24 | Bolts with Fishers | Approved | All areas | HVAC ducts & Damper accessories | LS | 1 | 0.01 | 2577713.33 | 25777.13 | MAT_Raw | بيتكو لمهمات الربط | All areas | HVAC ducts & Damper accessories | LS | 0.01 | 2257200 | 22572 | EGP | MAT_Raw
Abo Shanab El Agamien _0195 | 195 | RFQ-00110 | Mostafa Shourbagi | MEP (Electro Mechanical) | 2024-12-19 | Cat 6 Cables | Approved | 9 - Seror-Pumping Station NO. 3-23-3.3.19- | Supply, install, connect and test a complete closed circuit surveillance TV (CCTV) system complete with Weatherproof fixed camera HD, Weatherproof Motorized cameras HD, DVR, Rack, UPS, Joystick, remote controller, color photos printer, conduits, Coaxial cables, control cables, LED screen, boxes between devices, UPS....etc. and all necessary works to complete works as per specifications and contract documents. | LS | 1 | 1 | 28824.86 | 28824.86 | SC_Supply | الشحنه الكهربائيه للكابلات المتخصصه | 9 - Seror-Pumping Station NO. 3-23-3.3.19- | Supply, install, connect and test a complete closed circuit surveillance TV (CCTV) system complete with Weatherproof fixed camera HD, Weatherproof Motorized cameras HD, DVR, Rack, UPS, Joystick, remote controller, color photos printer, conduits, Coaxial cables, control cables, LED screen, boxes between devices, UPS....etc. and all necessary works to complete works as per specifications and contract documents. | LS | 1 | 13000 | 13000 | EGP | SC_Supply
Abo Shanab El Agamien _0195 | 195 | RFQ-00109 | Mostafa Shourbagi | MEP (Electro Mechanical) | 2024-12-19 | PVC Conduits & Access. | Approved | 4 - Al Biltaji-Pumping Station NO. 3-20-3.3.14- | Low voltage cables (0.6/1kV) complete with (UPVC Conduits, lugs, ..etc) and all accessories, as per Contract Documents. | LS | 1 | 1 | 18570.14 | 18570.14 | SC_Supply | Techno Gulf | 4 - Al Biltaji-Pumping Station NO. 3-20-3.3.14- | Low voltage cables (0.6/1kV) complete with (UPVC Conduits, lugs, ..etc) and all accessories, as per Contract Documents. | LS | 1 | 9571.77 | 9571.77 | EGP | SC_Supply
Abo Shanab El Agamien _0195 | 195 | RFQ-00109 | Mostafa Shourbagi | MEP (Electro Mechanical) | 2024-12-19 | PVC Conduits & Access. | Approved | 5 - Tahawi-Pumping Station NO. 3-18-3.3.14- | Low voltage cables (0.6/1kV) complete with (UPVC Conduits, lugs, ..etc) and all accessories, as per Contract Documents. | LS | 1 | 1 | 19756.95 | 19756.95 | SC_Supply | Techno Gulf | 5 - Tahawi-Pumping Station NO. 3-18-3.3.14- | Low voltage cables (0.6/1kV) complete with (UPVC Conduits, lugs, ..etc) and all accessories, as per Contract Documents. | LS | 1 | 9571.77 | 9571.77 | EGP | SC_Supply
Abo Shanab El Agamien _0195 | 195 | RFQ-00109 | Mostafa Shourbagi | MEP (Electro Mechanical) | 2024-12-19 | PVC Conduits & Access. | Approved | 9 - Seror-Pumping Station NO. 3-22-3.3.14- | Low voltage cables (0.6/1kV) complete with (UPVC Conduits, lugs, ..etc) and all accessories, as per Contract Documents. | LS | 1 | 1 | 20949.31 | 20949.31 | SC_Supply | Techno Gulf | 9 - Seror-Pumping Station NO. 3-22-3.3.14- | Low voltage cables (0.6/1kV) complete with (UPVC Conduits, lugs, ..etc) and all accessories, as per Contract Documents. | LS | 1 | 9571.77 | 9571.77 | EGP | SC_Supply
Mivida BP#189 | 170 | RFQ-00184 | Purchasing Engineers | Purchasing | 2024-12-24 | Cement PR 105584 REV01 | Approved | 1304.BasementP31 | اسمنتاسودرتبة42.5 | TON | 80 | 60 | 1155 | 69300 | SC_Supply/Apply | امكو للتجاره والتوريدات | 1304.BasementP31 | اسمنتاسودرتبة42.5 | TON | 60 | 3700 | 222000 | EGP | SC_Supply/Apply
Egyptian University in Alamein _0220 | 220 | RFQ-00020 | Purchasing Engineers | Purchasing | 2024-12-24 | Araco Cure - PR 104533 R1 | Approved | 10 - B02-03.30.02 | Araco cure w instead of (Water for curing) | LTR | 30200 | 4600 | 4.98 | 22908 | SC_Supply | اراكو لمواد البناء و المقاولات | 10 - B02-03.30.02 | Araco cure w instead of (Water for curing) | LTR | 4600 | 22.8 | 104880 | EGP | SC_Supply
Abo Shanab El Agamien _0195 | 195 | RFQ-00109 | Mostafa Shourbagi | MEP (Electro Mechanical) | 2024-12-19 | PVC Conduits & Access. | Approved | 4 - Al Biltaji-Pumping Station NO. 3-20-3.3.19- | Supply, install, connect and test a complete closed circuit surveillance TV (CCTV) system complete with Weatherproof fixed camera HD, Weatherproof Motorized cameras HD, DVR, Rack, UPS, Joystick, remote controller, color photos printer, conduits, Coaxial cables, control cables, LED screen, boxes between devices, UPS....etc. and all necessary works to complete works as per specifications and contract documents. | LS | 1 | 1 | 5000 | 5000 | SC_Supply/Apply | Techno Gulf | 4 - Al Biltaji-Pumping Station NO. 3-20-3.3.19- | Supply, install, connect and test a complete closed circuit surveillance TV (CCTV) system complete with Weatherproof fixed camera HD, Weatherproof Motorized cameras HD, DVR, Rack, UPS, Joystick, remote controller, color photos printer, conduits, Coaxial cables, control cables, LED screen, boxes between devices, UPS....etc. and all necessary works to complete works as per specifications and contract documents. | LS | 1 | 24150 | 24150 | EGP | SC_Supply/Apply
Egyptian University in Alamein _0220 | 220 | RFQ-00021 | Haytham Sharnouby | Operation | 2024-12-25 | Casting and Finishing | Approved | 10 - B02-03.30.01 | Smooth Top Finishing for PC | CBM | 1000 | 500 | 40 | 20000 | SC_Apply | محمود محمد مصطفى عبدالفتاح | 10 - B02-03.30.01 | Smooth Top Finishing for PC | CBM | 500 | 37 | 18500 | EGP | SC_Apply
Egyptian University in Alamein _0220 | 220 | RFQ-00021 | Haytham Sharnouby | Operation | 2024-12-25 | Casting and Finishing | Approved | 10 - B02-03.30.02 | Smooth Top Finishing For RC Raft | CBM | 10500 | 5250 | 40 | 210000 | SC_Apply | محمود محمد مصطفى عبدالفتاح | 10 - B02-03.30.02 | Smooth Top Finishing For RC Raft | CBM | 5250 | 16 | 84000 | EGP | SC_Apply
Egyptian University in Alamein _0220 | 220 | RFQ-00021 | Haytham Sharnouby | Operation | 2024-12-25 | Casting and Finishing | Approved | 10 - B02-03.30.03 | Smooth Top Finishing For slabs | CBM | 16700 | 8350 | 40 | 334000 | SC_Apply | محمود محمد مصطفى عبدالفتاح | 10 - B02-03.30.03 | Smooth Top Finishing For slabs | CBM | 8350 | 21 | 175350 | EGP | SC_Apply
Egyptian University in Alamein _0220 | 220 | RFQ-00021 | Haytham Sharnouby | Operation | 2024-12-25 | Casting and Finishing | Approved | 10 - B02-03.30.04 | Smooth Top Finishing for Columns & walls | CBM | 2000 | 1000 | 40 | 40000 | SC_Apply | محمود محمد مصطفى عبدالفتاح | 10 - B02-03.30.04 | Smooth Top Finishing for Columns & walls | CBM | 1000 | 27 | 27000 | EGP | SC_Apply
Egyptian University in Alamein _0220 | 220 | RFQ-00021 | Haytham Sharnouby | Operation | 2024-12-25 | Casting and Finishing | Approved | 10 - B02-03.30.03 | بالمتر المكعب علاوه في حاله استخدام الهليكوبتر للقواعد و اللبشة | CBM | 10500 | 0 | 0 | 0 | SC_Apply | محمود محمد مصطفى عبدالفتاح | 10 - B02-03.30.03 | بالمتر المكعب علاوه في حاله استخدام الهليكوبتر للقواعد و اللبشة | CBM | 0 | 5 | 0 | EGP | SC_Apply
Egyptian University in Alamein _0220 | 220 | RFQ-00021 | Haytham Sharnouby | Operation | 2024-12-25 | Casting and Finishing | Approved | 10 - B02-03.30.04 | بالمتر المكعب علاوه في حاله استخدام الهليكوبتر للبلاطات | CBM | 16700 | 0 | 0 | 0 | SC_Apply | محمود محمد مصطفى عبدالفتاح | 10 - B02-03.30.04 | بالمتر المكعب علاوه في حاله استخدام الهليكوبتر للبلاطات | CBM | 0 | 10 | 0 | EGP | SC_Apply
MOC HQ at Diriyah _K0005 |  | RFQ-00051 | Ahmed Fouad | MEP (Electro Mechanical) | 2024-12-24 | Supply & Install MEP Items - First Floor | Approved | 12.10 - Section 15060 - Pipe Works and Fittings-2 | 25mm diameter | MTR | 2710 | 904 | 21.93 | 19824.72 | SC_Supply/Apply | Garah Company | 12.10 - Section 15060 - Pipe Works and Fittings-2 | 25mm diameter | MTR | 904 | 31 | 28024 | SAR | SC_Supply/Apply
MOC HQ at Diriyah _K0005 |  | RFQ-00051 | Ahmed Fouad | MEP (Electro Mechanical) | 2024-12-24 | Supply & Install MEP Items - First Floor | Approved | 12.10 - Section 15060 - Pipe Works and Fittings-3 | 32mm diameter | MTR | 583 | 195 | 58.18 | 11345.1 | SC_Supply/Apply | Garah Company | 12.10 - Section 15060 - Pipe Works and Fittings-3 | 32mm diameter | MTR | 195 | 52 | 10140 | SAR | SC_Supply/Apply
MOC HQ at Diriyah _K0005 |  | RFQ-00051 | Ahmed Fouad | MEP (Electro Mechanical) | 2024-12-24 | Supply & Install MEP Items - First Floor | Approved | 12.10 - Section 15060 - Pipe Works and Fittings-4 | 40mm diameter | MTR | 310 | 104 | 93.94 | 9769.76 | SC_Supply/Apply | Garah Company | 12.10 - Section 15060 - Pipe Works and Fittings-4 | 40mm diameter | MTR | 104 | 68 | 7072 | SAR | SC_Supply/Apply
MOC HQ at Diriyah _K0005 |  | RFQ-00051 | Ahmed Fouad | MEP (Electro Mechanical) | 2024-12-24 | Supply & Install MEP Items - First Floor | Approved | 12.10 - Section 15060 - Pipe Works and Fittings-5 | 50mm diameter | MTR | 35 | 12 | 198 | 2376 | SC_Supply/Apply | Garah Company | 12.10 - Section 15060 - Pipe Works and Fittings-5 | 50mm diameter | MTR | 12 | 86 | 1032 | SAR | SC_Supply/Apply
MOC HQ at Diriyah _K0005 |  | RFQ-00051 | Ahmed Fouad | MEP (Electro Mechanical) | 2024-12-24 | Supply & Install MEP Items - First Floor | Approved | 12.10 - Section 15060 - Pipe Works and Fittings-6 | 63mm diameter | MTR | 255 | 85 | 39.06 | 3320.1 | SC_Supply/Apply | Garah Company | 12.10 - Section 15060 - Pipe Works and Fittings-6 | 63mm diameter | MTR | 85 | 118 | 10030 | SAR | SC_Supply/Apply
MOC HQ at Diriyah _K0005 |  | RFQ-00051 | Ahmed Fouad | MEP (Electro Mechanical) | 2024-12-24 | Supply & Install MEP Items - First Floor | Approved | 12.10 - Section 15440 - Plumbing Fixtures-63 | Bath Tub (BT-1) FIRE SYSTEM | ECH | 1 | 1 | 6600 | 6600 | SC_Apply | Garah Company | 12.10 - Section 15440 - Plumbing Fixtures-63 | Bath Tub (BT-1) FIRE SYSTEM | ECH | 1 | 402 | 402 | SAR | SC_Apply
MOC HQ at Diriyah _K0005 |  | RFQ-00051 | Ahmed Fouad | MEP (Electro Mechanical) | 2024-12-24 | Supply & Install MEP Items - First Floor | Approved | 12.10 - Section 15410 - Cold Water Supply-27 | 2 m3 capacity (kitchen potable water) | ECH | 1 | 1 | 60048 | 60048 | SC_Supply/Apply | Garah Company | 12.10 - Section 15410 - Cold Water Supply-27 | 2 m3 capacity (kitchen potable water) | ECH | 1 | 44925 | 44925 | SAR | SC_Supply/Apply
MOC HQ at Diriyah _K0005 |  | RFQ-00051 | Ahmed Fouad | MEP (Electro Mechanical) | 2024-12-24 | Supply & Install MEP Items - First Floor | Approved | 12.10 - Section 15440 - Plumbing Fixtures-56 | Water Closets (WC-1) | ECH | 111 | 37 | 540.09 | 19983.33 | SC_Apply | Garah Company | 12.10 - Section 15440 - Plumbing Fixtures-56 | Water Closets (WC-1) | ECH | 37 | 402 | 14874 | SAR | SC_Apply
MOC HQ at Diriyah _K0005 |  | RFQ-00051 | Ahmed Fouad | MEP (Electro Mechanical) | 2024-12-24 | Supply & Install MEP Items - First Floor | Approved | 12.10 - Section 15440 - Plumbing Fixtures-57 | Lavatories (LAV-1) | ECH | 148 | 50 | 468.24 | 23412 | SC_Apply | Garah Company | 12.10 - Section 15440 - Plumbing Fixtures-57 | Lavatories (LAV-1) | ECH | 50 | 335 | 16750 | SAR | SC_Apply
MOC HQ at Diriyah _K0005 |  | RFQ-00051 | Ahmed Fouad | MEP (Electro Mechanical) | 2024-12-24 | Supply & Install MEP Items - First Floor | Approved | 12.10 - Section 15440 - Plumbing Fixtures-58 | Showers (SH-1) | ECH | 5 | 2 | 770 | 1540 | SC_Apply | Garah Company | 12.10 - Section 15440 - Plumbing Fixtures-58 | Showers (SH-1) | ECH | 2 | 402 | 804 | SAR | SC_Apply
MOC HQ at Diriyah _K0005 |  | RFQ-00051 | Ahmed Fouad | MEP (Electro Mechanical) | 2024-12-24 | Supply & Install MEP Items - First Floor | Approved | 12.10 - Section 15440 - Plumbing Fixtures-60 | Ablutions (Male & Female) | ECH | 13 | 5 | 550 | 2750 | SC_Apply | Garah Company | 12.10 - Section 15440 - Plumbing Fixtures-60 | Ablutions (Male & Female) | ECH | 5 | 402 | 2010 | SAR | SC_Apply
AS2 Saint Gobain _0221 | 221 | RFQ-00028 | Purchasing Engineers | Purchasing | 2024-12-24 | الواح بلطي 5سم * 25سم * 4م - pr 105168 | Approved | 10.13 - Civil-11-a-4 | الواح بلطي 5سم * 25سم * 4م | CBM | 56.05 | 56.05 | 22000.01 | 1233100.56 | MAT_Wood | مؤسسة عباد الرحمن لتجارة الاخشاب اسامة ب | 10.13 - Civil-11-a-4 | الواح بلطي 5سم * 25سم * 4م | CBM | 56.05 | 17500 | 980875 | EGP | MAT_Wood
Rabigh CCPP-Civil _K0006 | K0006 | RFQ-00105 | Ahmed Adel | MEP (Electro Mechanical) | 2024-12-24 | GRE PIPES & FITTINGS | Approved | VO - GRE | GRE Pipe Dia 150 mm PN 6 | MTR | 400 | 400 | 100 | 40000 | MAT_Raw | Saudi Arabian Amiantit Co. | VO - GRE | GRE Pipe Dia 150 mm PN 6 | MTR | 400 | 100.25 | 40100 | SAR | MAT_Raw
Rabigh CCPP-Civil _K0006 | K0006 | RFQ-00105 | Ahmed Adel | MEP (Electro Mechanical) | 2024-12-24 | GRE PIPES & FITTINGS | Approved | VO - GRE | Lamination Kit For GRE Pipe | ECH | 24 | 10 | 100 | 1000 | MAT_Raw | Saudi Arabian Amiantit Co. | VO - GRE | Lamination Kit For GRE Pipe | ECH | 10 | 88.88 | 888.8 | SAR | MAT_Raw
Mivida BP#189 | 170 | RFQ-00187 | Purchasing Engineers | Purchasing | 2024-12-29 | Ready Mix Concrete ( Nov ) | Approved | 1304.all | Ready Mix Concrete 200 kg/cm2 cement content 280 kg/m3 | CBM | 90 | 36 | 820 | 29520 | MAT_Raw | ELsewedy for readymix | 1304.all | Ready Mix Concrete 200 kg/cm2 cement content 280 kg/m3 | CBM | 36 | 2021.22 | 72763.92 | EGP | MAT_Raw
Mivida BP#189 | 170 | RFQ-00187 | Purchasing Engineers | Purchasing | 2024-12-29 | Ready Mix Concrete ( Nov ) | Approved | 1304.all | Ready Mix Concrete 400 kg/cm2 cement content 420 kg/m3 | CBM | 41 | 9 | 820 | 7380 | MAT_Raw | ELsewedy for readymix | 1304.all | Ready Mix Concrete 400 kg/cm2 cement content 420 kg/m3 | CBM | 9 | 2591.22 | 23320.98 | EGP | MAT_Raw
MOC HQ at Diriyah _K0005 |  | RFQ-00051 | Ahmed Fouad | MEP (Electro Mechanical) | 2024-12-24 | Supply & Install MEP Items - First Floor | Approved | 12.10 - Section 15440 - Plumbing Fixtures-62 | Kitchen Sink (KS-1) (For pantry and kitchens) | ECH | 19 | 7 | 347.37 | 2431.59 | SC_Apply | Garah Company | 12.10 - Section 15440 - Plumbing Fixtures-62 | Kitchen Sink (KS-1) (For pantry and kitchens) | ECH | 7 | 402 | 2814 | SAR | SC_Apply
MOC HQ at Diriyah _K0005 |  | RFQ-00051 | Ahmed Fouad | MEP (Electro Mechanical) | 2024-12-24 | Supply & Install MEP Items - First Floor | Approved | 12.10 - Section 15060 - Pipe Works and Fittings-10 | 100mm diameter | MTR | 30 | 10 | 406 | 4060 | SC_Supply/Apply | Garah Company | 12.10 - Section 15060 - Pipe Works and Fittings-10 | 100mm diameter | MTR | 10 | 494 | 4940 | SAR | SC_Supply/Apply
MOC HQ at Diriyah _K0005 |  | RFQ-00051 | Ahmed Fouad | MEP (Electro Mechanical) | 2024-12-24 | Supply & Install MEP Items - First Floor | Approved | 12.10 - Section 15060 - Pipe Works and Fittings-11 | 150mm diameter | MTR | 41 | 14 | 361.46 | 5060.44 | SC_Supply/Apply | Garah Company | 12.10 - Section 15060 - Pipe Works and Fittings-11 | 150mm diameter | MTR | 14 | 774 | 10836 | SAR | SC_Supply/Apply
MOC HQ at Diriyah _K0005 |  | RFQ-00051 | Ahmed Fouad | MEP (Electro Mechanical) | 2024-12-24 | Supply & Install MEP Items - First Floor | Approved | 12.10 - Section 15100 - Valves and Specialties-12 | 25mm diameter gate valves | ECH | 16 | 6 | 167.38 | 1004.28 | SC_Supply/Apply | Garah Company | 12.10 - Section 15100 - Valves and Specialties-12 | 25mm diameter gate valves | ECH | 6 | 221 | 1326 | SAR | SC_Supply/Apply
MOC HQ at Diriyah _K0005 |  | RFQ-00051 | Ahmed Fouad | MEP (Electro Mechanical) | 2024-12-24 | Supply & Install MEP Items - First Floor | Approved | 12.10 - Section 15100 - Valves and Specialties-13 | 32mm diameter gate valves | ECH | 4 | 2 | 260 | 520 | SC_Supply/Apply | Garah Company | 12.10 - Section 15100 - Valves and Specialties-13 | 32mm diameter gate valves | ECH | 2 | 254 | 508 | SAR | SC_Supply/Apply
MOC HQ at Diriyah _K0005 |  | RFQ-00051 | Ahmed Fouad | MEP (Electro Mechanical) | 2024-12-24 | Supply & Install MEP Items - First Floor | Approved | 12.10 - Section 15100 - Valves and Specialties-14 | 40mm diameter gate valves | ECH | 35 | 12 | 400 | 4800 | SC_Supply/Apply | Garah Company | 12.10 - Section 15100 - Valves and Specialties-14 | 40mm diameter gate valves | ECH | 12 | 334 | 4008 | SAR | SC_Supply/Apply
MOC HQ at Diriyah _K0005 |  | RFQ-00051 | Ahmed Fouad | MEP (Electro Mechanical) | 2024-12-24 | Supply & Install MEP Items - First Floor | Approved | 12.10 - Section 15100 - Valves and Specialties-20 | Water hammer arrestors | ECH | 136 | 46 | 128.44 | 5908.24 | SC_Supply/Apply | Garah Company | 12.10 - Section 15100 - Valves and Specialties-20 | Water hammer arrestors | ECH | 46 | 533 | 24518 | SAR | SC_Supply/Apply
MOC HQ at Diriyah _K0005 |  | RFQ-00051 | Ahmed Fouad | MEP (Electro Mechanical) | 2024-12-24 | Supply & Install MEP Items - First Floor | Approved | 12.10 - Section 15260 - Insulation and Lagging-24 | 25mm diameter | MTR | 1080 | 360 | 40.77 | 14677.2 | SC_Supply/Apply | Garah Company | 12.10 - Section 15260 - Insulation and Lagging-24 | 25mm diameter | MTR | 360 | 46 | 16560 | SAR | SC_Supply/Apply
MOC HQ at Diriyah _K0005 |  | RFQ-00051 | Ahmed Fouad | MEP (Electro Mechanical) | 2024-12-24 | Supply & Install MEP Items - First Floor | Approved | 12.10 - Section 15260 - Insulation and Lagging-25 | 32mm diameter | MTR | 262 | 88 | 183.74 | 16169.12 | SC_Supply/Apply | Garah Company | 12.10 - Section 15260 - Insulation and Lagging-25 | 32mm diameter | MTR | 88 | 47 | 4136 | SAR | SC_Supply/Apply
MOC HQ at Diriyah _K0005 |  | RFQ-00051 | Ahmed Fouad | MEP (Electro Mechanical) | 2024-12-24 | Supply & Install MEP Items - First Floor | Approved | 12.10 - Section 15060 - Pipe Works and Fittings-33 | 50mm diameter | MTR | 1126 | 376 | 29.35 | 11035.6 | SC_Supply/Apply | Garah Company | 12.10 - Section 15060 - Pipe Works and Fittings-33 | 50mm diameter | MTR | 376 | 46 | 17296 | SAR | SC_Supply/Apply
MOC HQ at Diriyah _K0005 |  | RFQ-00051 | Ahmed Fouad | MEP (Electro Mechanical) | 2024-12-24 | Supply & Install MEP Items - First Floor | Approved | 12.10 - Section 15060 - Pipe Works and Fittings-34 | 75mm diameter | MTR | 782 | 261 | 40.03 | 10447.83 | SC_Supply/Apply | Garah Company | 12.10 - Section 15060 - Pipe Works and Fittings-34 | 75mm diameter | MTR | 261 | 82 | 21402 | SAR | SC_Supply/Apply
MOC HQ at Diriyah _K0005 |  | RFQ-00051 | Ahmed Fouad | MEP (Electro Mechanical) | 2024-12-24 | Supply & Install MEP Items - First Floor | Approved | 12.10 - Section 15060 - Pipe Works and Fittings-35 | 110mm diameter | MTR | 918 | 306 | 58.3 | 17839.8 | SC_Supply/Apply | Garah Company | 12.10 - Section 15060 - Pipe Works and Fittings-35 | 110mm diameter | MTR | 306 | 147 | 44982 | SAR | SC_Supply/Apply
MOC HQ at Diriyah _K0005 |  | RFQ-00051 | Ahmed Fouad | MEP (Electro Mechanical) | 2024-12-24 | Supply & Install MEP Items - First Floor | Approved | 12.10 - Section 15420- Drainage-45 | 75mm diameter floor drain (75mm FD-1) | ECH | 172 | 58 | 687.13 | 39853.54 | SC_Supply/Apply | Garah Company | 12.10 - Section 15420- Drainage-45 | 75mm diameter floor drain (75mm FD-1) | ECH | 58 | 374 | 21692 | SAR | SC_Supply/Apply
MOC HQ at Diriyah _K0005 |  | RFQ-00051 | Ahmed Fouad | MEP (Electro Mechanical) | 2024-12-24 | Supply & Install MEP Items - First Floor | Approved | 12.10 - Section 15420- Drainage-48 | 100mm diameter floor clean out (100mm FCO) | ECH | 26 | 9 | 1401 | 12609 | SC_Supply/Apply | Garah Company | 12.10 - Section 15420- Drainage-48 | 100mm diameter floor clean out (100mm FCO) | ECH | 9 | 400 | 3600 | SAR | SC_Supply/Apply
MOC HQ at Diriyah _K0005 |  | RFQ-00051 | Ahmed Fouad | MEP (Electro Mechanical) | 2024-12-24 | Supply & Install MEP Items - First Floor | Approved | 12.10 - Electric Domestic Water Heaters-54 | EWH-1 (50L) | ECH | 20 | 7 | 1102.5 | 7717.5 | SC_Supply/Apply | Garah Company | 12.10 - Electric Domestic Water Heaters-54 | EWH-1 (50L) | ECH | 7 | 1040 | 7280 | SAR | SC_Supply/Apply
MOC HQ at Diriyah _K0005 |  | RFQ-00051 | Ahmed Fouad | MEP (Electro Mechanical) | 2024-12-24 | Supply & Install MEP Items - First Floor | Approved | 12.10 - Electric Domestic Water Heaters-55 | EWH-1 (70L) | ECH | 15 | 5 | 981.47 | 4907.35 | SC_Supply/Apply | Garah Company | 12.10 - Electric Domestic Water Heaters-55 | EWH-1 (70L) | ECH | 5 | 1439 | 7195 | SAR | SC_Supply/Apply
MOC HQ at Diriyah _K0005 |  | RFQ-00051 | Ahmed Fouad | MEP (Electro Mechanical) | 2024-12-24 | Supply & Install MEP Items - First Floor | Approved | 12.10 - Electric Domestic Water Heaters-54 | EWH-1 (90L) | ECH | 20 | 7 | 1102.5 | 7717.5 | SC_Supply/Apply | Garah Company | 12.10 - Electric Domestic Water Heaters-54 | EWH-1 (90L) | ECH | 7 | 2437 | 17059 | SAR | SC_Supply/Apply
MOC HQ at Diriyah _K0005 |  | RFQ-00051 | Ahmed Fouad | MEP (Electro Mechanical) | 2024-12-24 | Supply & Install MEP Items - First Floor | Approved | 12.10 - Electric Domestic Water Heaters-55 | EWH-1 (150L) | ECH | 2 | 1 | 727 | 727 | SC_Supply/Apply | Garah Company | 12.10 - Electric Domestic Water Heaters-55 | EWH-1 (150L) | ECH | 1 | 3194 | 3194 | SAR | SC_Supply/Apply
MOC HQ at Diriyah _K0005 |  | RFQ-00051 | Ahmed Fouad | MEP (Electro Mechanical) | 2024-12-24 | Supply & Install MEP Items - First Floor | Approved | 12.10 - Section 15440 - Plumbing Fixtures-61 | Janitor Sink | ECH | 20 | 7 | 660 | 4620 | SC_Apply | Garah Company | 12.10 - Section 15440 - Plumbing Fixtures-61 | Janitor Sink | ECH | 7 | 335 | 2345 | SAR | SC_Apply
MOC HQ at Diriyah _K0005 |  | RFQ-00051 | Ahmed Fouad | MEP (Electro Mechanical) | 2024-12-24 | Supply & Install MEP Items - First Floor | Approved | 12.11 - Section 15060 - Pipe Works and Fittings-64 | 25mm diameter | MTR | 5578.3 | 1860 | 53.82 | 100105.2 | SC_Supply/Apply | Garah Company | 12.11 - Section 15060 - Pipe Works and Fittings-64 | 25mm diameter | MTR | 1860 | 79 | 146940 | SAR | SC_Supply/Apply
MOC HQ at Diriyah _K0005 |  | RFQ-00051 | Ahmed Fouad | MEP (Electro Mechanical) | 2024-12-24 | Supply & Install MEP Items - First Floor | Approved | 12.11 - Section 15060 - Pipe Works and Fittings-71 | 32mm diameter | MTR | 773.95 | 258 | 201.25 | 51922.5 | SC_Supply/Apply | Garah Company | 12.11 - Section 15060 - Pipe Works and Fittings-71 | 32mm diameter | MTR | 258 | 97 | 25026 | SAR | SC_Supply/Apply
MOC HQ at Diriyah _K0005 |  | RFQ-00051 | Ahmed Fouad | MEP (Electro Mechanical) | 2024-12-24 | Supply & Install MEP Items - First Floor | Approved | 12.11 - Section 15060 - Pipe Works and Fittings-66 | 40mm diameter | MTR | 942.7 | 315 | 145.71 | 45898.65 | SC_Supply/Apply | Garah Company | 12.11 - Section 15060 - Pipe Works and Fittings-66 | 40mm diameter | MTR | 315 | 115 | 36225 | SAR | SC_Supply/Apply
MOC HQ at Diriyah _K0005 |  | RFQ-00051 | Ahmed Fouad | MEP (Electro Mechanical) | 2024-12-24 | Supply & Install MEP Items - First Floor | Approved | 12.11 - Section 15060 - Pipe Works and Fittings-67 | 50mm diameter | MTR | 781.1 | 261 | 222.61 | 58101.21 | SC_Supply/Apply | Garah Company | 12.11 - Section 15060 - Pipe Works and Fittings-67 | 50mm diameter | MTR | 261 | 150 | 39150 | SAR | SC_Supply/Apply
MOC HQ at Diriyah _K0005 |  | RFQ-00051 | Ahmed Fouad | MEP (Electro Mechanical) | 2024-12-24 | Supply & Install MEP Items - First Floor | Approved | 12.11 - Section 15060 - Pipe Works and Fittings-68 | 65mm diameter | MTR | 1286.98 | 429 | 134.42 | 57666.18 | SC_Supply/Apply | Garah Company | 12.11 - Section 15060 - Pipe Works and Fittings-68 | 65mm diameter | MTR | 429 | 174 | 74646 | SAR | SC_Supply/Apply
MOC HQ at Diriyah _K0005 |  | RFQ-00051 | Ahmed Fouad | MEP (Electro Mechanical) | 2024-12-24 | Supply & Install MEP Items - First Floor | Approved | 12.11 - Section 15060 - Pipe Works and Fittings-69 | 80mm diameter | MTR | 545.92 | 182 | 225.03 | 40955.46 | SC_Supply/Apply | Garah Company | 12.11 - Section 15060 - Pipe Works and Fittings-69 | 80mm diameter | MTR | 182 | 210 | 38220 | SAR | SC_Supply/Apply
MOC HQ at Diriyah _K0005 |  | RFQ-00051 | Ahmed Fouad | MEP (Electro Mechanical) | 2024-12-24 | Supply & Install MEP Items - First Floor | Approved | 12.11 - Section 15060 - Pipe Works and Fittings-70 | 100mm diameter | MTR | 574.98 | 192 | 288.01 | 55297.92 | SC_Supply/Apply | Garah Company | 12.11 - Section 15060 - Pipe Works and Fittings-70 | 100mm diameter | MTR | 192 | 273 | 52416 | SAR | SC_Supply/Apply
MOC HQ at Diriyah _K0005 |  | RFQ-00051 | Ahmed Fouad | MEP (Electro Mechanical) | 2024-12-24 | Supply & Install MEP Items - First Floor | Approved | 12.11 - Section 15060 - Pipe Works and Fittings-72 | 150mm diameter | MTR | 459.76 | 154 | 471.99 | 72686.46 | SC_Supply/Apply | Garah Company | 12.11 - Section 15060 - Pipe Works and Fittings-72 | 150mm diameter | MTR | 154 | 427 | 65758 | SAR | SC_Supply/Apply
MOC HQ at Diriyah _K0005 |  | RFQ-00051 | Ahmed Fouad | MEP (Electro Mechanical) | 2024-12-24 | Supply & Install MEP Items - First Floor | Approved | 12.11 - Section 15310 - Fire fighting system components and accessories-73 | 150mm diameter | ECH | 9 | 3 | 21427.2 | 64281.6 | SC_Supply/Apply | Garah Company | 12.11 - Section 15310 - Fire fighting system components and accessories-73 | 150mm diameter | ECH | 3 | 8930 | 26790 | SAR | SC_Supply/Apply
MOC HQ at Diriyah _K0005 |  | RFQ-00051 | Ahmed Fouad | MEP (Electro Mechanical) | 2024-12-24 | Supply & Install MEP Items - First Floor | Approved | 12.11 - Section 15310 - Fire fighting system components and accessories-73 | Test & Drain Valve with End Cap | ECH | 47 | 16 | 1025.77 | 16412.32 | SC_Supply/Apply | Garah Company | 12.11 - Section 15310 - Fire fighting system components and accessories-73 | Test & Drain Valve with End Cap | ECH | 16 | 733 | 11728 | SAR | SC_Supply/Apply
MOC HQ at Diriyah _K0005 |  | RFQ-00051 | Ahmed Fouad | MEP (Electro Mechanical) | 2024-12-24 | Supply & Install MEP Items - First Floor | Approved | 12.11 - Section 15310 - Fire fighting system components and accessories-73 | Butter fly Valve Dia. 100mm | ECH | 2 | 1 | 13392 | 13392 | SC_Supply/Apply | Garah Company | 12.11 - Section 15310 - Fire fighting system components and accessories-73 | Butter fly Valve Dia. 100mm | ECH | 1 | 1996 | 1996 | SAR | SC_Supply/Apply
MOC HQ at Diriyah _K0005 |  | RFQ-00051 | Ahmed Fouad | MEP (Electro Mechanical) | 2024-12-24 | Supply & Install MEP Items - First Floor | Approved | 12.11 - Section 15310 - Fire fighting system components and accessories-74 | FHC (Class II) | ECH | 13 | 5 | 8462.58 | 42312.9 | SC_Supply/Apply | Garah Company | 12.11 - Section 15310 - Fire fighting system components and accessories-74 | FHC (Class II) | ECH | 5 | 5879 | 29395 | SAR | SC_Supply/Apply
MOC HQ at Diriyah _K0005 |  | RFQ-00051 | Ahmed Fouad | MEP (Electro Mechanical) | 2024-12-24 | Supply & Install MEP Items - First Floor | Approved | 12.11 - Section 15310 - Fire fighting system components and accessories-74 | FHC-1 (Class III) | ECH | 25 | 9 | 13201.62 | 118814.58 | SC_Supply/Apply | Garah Company | 12.11 - Section 15310 - Fire fighting system components and accessories-74 | FHC-1 (Class III) | ECH | 9 | 4695 | 42255 | SAR | SC_Supply/Apply
MOC HQ at Diriyah _K0005 |  | RFQ-00051 | Ahmed Fouad | MEP (Electro Mechanical) | 2024-12-24 | Supply & Install MEP Items - First Floor | Approved | 12.11 - Section 15310 - Fire fighting system components and accessories-76 | SP-2 (quick response pendent sprinkler) | ECH | 2829 | 943 | 180.7 | 170400.1 | SC_Supply/Apply | Garah Company | 12.11 - Section 15310 - Fire fighting system components and accessories-76 | SP-2 (quick response pendent sprinkler) | ECH | 943 | 75 | 70725 | SAR | SC_Supply/Apply
MOC HQ at Diriyah _K0005 |  | RFQ-00051 | Ahmed Fouad | MEP (Electro Mechanical) | 2024-12-24 | Supply & Install MEP Items - First Floor | Approved | 12.11 - Section 15310 - Fire fighting system components and accessories-77 | FE-1 (Multipurpose Dry-Chemical Type; ABC) | ECH | 13 | 5 | 1599.23 | 7996.15 | SC_Supply/Apply | Garah Company | 12.11 - Section 15310 - Fire fighting system components and accessories-77 | FE-1 (Multipurpose Dry-Chemical Type; ABC) | ECH | 5 | 573 | 2865 | SAR | SC_Supply/Apply
MOC HQ at Diriyah _K0005 |  | RFQ-00051 | Ahmed Fouad | MEP (Electro Mechanical) | 2024-12-24 | Supply & Install MEP Items - First Floor | Approved | 12.11 - Section 15310 - Fire fighting system components and accessories-78 | FE-2 (CO2) | ECH | 13 | 5 | 2658.46 | 13292.3 | SC_Supply/Apply | Garah Company | 12.11 - Section 15310 - Fire fighting system components and accessories-78 | FE-2 (CO2) | ECH | 5 | 573 | 2865 | SAR | SC_Supply/Apply
MOC HQ at Diriyah _K0005 |  | RFQ-00051 | Ahmed Fouad | MEP (Electro Mechanical) | 2024-12-24 | Supply & Install MEP Items - First Floor | Approved | 12.11 - Section 15310 - Fire fighting system components and accessories-79 | FE- 5 LBS ABC Type DCP Extinguisher for Kitchen | ECH | 4 | 2 | 776.25 | 1552.5 | SC_Supply/Apply | Garah Company | 12.11 - Section 15310 - Fire fighting system components and accessories-79 | FE- 5 LBS ABC Type DCP Extinguisher for Kitchen | ECH | 2 | 999 | 1998 | SAR | SC_Supply/Apply
MOC HQ at Diriyah _K0005 |  | RFQ-00051 | Ahmed Fouad | MEP (Electro Mechanical) | 2024-12-24 | Supply & Install MEP Items - First Floor | Approved | 12.12 - Section 15850 - Air Handling-98 | FAHU-GF (By Landlord); Duct and chilled water pipes connection | ECH | 1 | 1 | 0 | 0 | SC_Apply | Garah Company | 12.12 - Section 15850 - Air Handling-98 | FAHU-GF (By Landlord); Duct and chilled water pipes connection | ECH | 1 | 9340 | 9340 | SAR | SC_Apply
MOC HQ at Diriyah _K0005 |  | RFQ-00051 | Ahmed Fouad | MEP (Electro Mechanical) | 2024-12-24 | Supply & Install MEP Items - First Floor | Approved | 12.12 - Section 15850 - Air Handling-99 | FAHU-1F (By Landlord); Duct and chilled water pipes connection | ECH | 1 | 1 | 0 | 0 | SC_Apply | Garah Company | 12.12 - Section 15850 - Air Handling-99 | FAHU-1F (By Landlord); Duct and chilled water pipes connection | ECH | 1 | 9340 | 9340 | SAR | SC_Apply
MOC HQ at Diriyah _K0005 |  | RFQ-00051 | Ahmed Fouad | MEP (Electro Mechanical) | 2024-12-24 | Supply & Install MEP Items - First Floor | Approved | 12.12 - Section 15850 - Air Handling-100 | FAHU-2F (By Landlord); Duct and chilled water pipes connection | ECH | 1 | 1 | 0 | 0 | SC_Apply | Garah Company | 12.12 - Section 15850 - Air Handling-100 | FAHU-2F (By Landlord); Duct and chilled water pipes connection | ECH | 1 | 9340 | 9340 | SAR | SC_Apply
MOC HQ at Diriyah _K0005 |  | RFQ-00051 | Ahmed Fouad | MEP (Electro Mechanical) | 2024-12-24 | Supply & Install MEP Items - First Floor | Approved | 12.12 - Split system-102 | DX-IU-1 and OU-1 (standby for electrical room) 5 Tons | ECH | 1 | 1 | 265923 | 265923 | Owner | Garah Company | 12.12 - Split system-102 | DX-IU-1 and OU-1 (standby for electrical room) 5 Tons | ECH | 1 | 17135 | 17135 | SAR | Owner
MOC HQ at Diriyah _K0005 |  | RFQ-00051 | Ahmed Fouad | MEP (Electro Mechanical) | 2024-12-24 | Supply & Install MEP Items - First Floor | Approved | 12.12 - Fan coil units-92 | FCU-1 (Electrical Rooms) - 5 tons | ECH | 419 | 140 | 73.33 | 10266.2 | SC_Apply | Garah Company | 12.12 - Fan coil units-92 | FCU-1 (Electrical Rooms) - 5 tons | ECH | 140 | 1536 | 215040 | SAR | SC_Apply
MOC HQ at Diriyah _K0005 |  | RFQ-00051 | Ahmed Fouad | MEP (Electro Mechanical) | 2024-12-24 | Supply & Install MEP Items - First Floor | Approved | 12.12 - Section 15850 - Air Handling-94 | AHU-GF (with sound attenuators) - 80 TONS | ECH | 7 | 3 | 19513.14 | 58539.42 | SC_Apply | Garah Company | 12.12 - Section 15850 - Air Handling-94 | AHU-GF (with sound attenuators) - 80 TONS | ECH | 3 | 9340 | 28020 | SAR | SC_Apply
MOC HQ at Diriyah _K0005 |  | RFQ-00051 | Ahmed Fouad | MEP (Electro Mechanical) | 2024-12-24 | Supply & Install MEP Items - First Floor | Approved | 12.12 - Section 15850 - Air Handling-95 | AHU-1F (with sound attenuators) - 75 TONS | ECH | 6 | 2 | 21462 | 42924 | SC_Apply | Garah Company | 12.12 - Section 15850 - Air Handling-95 | AHU-1F (with sound attenuators) - 75 TONS | ECH | 2 | 9340 | 18680 | SAR | SC_Apply
MOC HQ at Diriyah _K0005 |  | RFQ-00051 | Ahmed Fouad | MEP (Electro Mechanical) | 2024-12-24 | Supply & Install MEP Items - First Floor | Approved | 12.12 - Section 15850 - Air Handling-96 | AHU-2F (with sound attenuators) - 75 TONS | ECH | 6 | 2 | 21462 | 42924 | SC_Apply | Garah Company | 12.12 - Section 15850 - Air Handling-96 | AHU-2F (with sound attenuators) - 75 TONS | ECH | 2 | 9340 | 18680 | SAR | SC_Apply
MOC HQ at Diriyah _K0005 |  | RFQ-00051 | Ahmed Fouad | MEP (Electro Mechanical) | 2024-12-24 | Supply & Install MEP Items - First Floor | Approved | 12.12 - Section 15850 - Air Handling-97 | MAHU | ECH | 1 | 1 | 102892 | 102892 | SC_Apply | Garah Company | 12.12 - Section 15850 - Air Handling-97 | MAHU | ECH | 1 | 9340 | 9340 | SAR | SC_Apply
MOC HQ at Diriyah _K0005 |  | RFQ-00051 | Ahmed Fouad | MEP (Electro Mechanical) | 2024-12-24 | Supply & Install MEP Items - First Floor | Approved | 12.12 - Section 15850 - Air Handling-101 | ECOLOGY UNIT | ECH | 1 | 1 | 6061 | 6061 | SC_Apply | Garah Company | 12.12 - Section 15850 - Air Handling-101 | ECOLOGY UNIT | ECH | 1 | 9340 | 9340 | SAR | SC_Apply
MOC HQ at Diriyah _K0005 |  | RFQ-00051 | Ahmed Fouad | MEP (Electro Mechanical) | 2024-12-24 | Supply & Install MEP Items - First Floor | Approved | 12.12 - VAV Box-103 | VAV-1 (1150 l/s) | KGR | 152 | 51 | 3090.17 | 157598.67 | SC_Supply/Apply | Garah Company | 12.12 - VAV Box-103 | VAV-1 (1150 l/s) | KGR | 51 | 3991 | 203541 | SAR | SC_Supply/Apply
MOC HQ at Diriyah _K0005 |  | RFQ-00051 | Ahmed Fouad | MEP (Electro Mechanical) | 2024-12-24 | Supply & Install MEP Items - First Floor | Approved | 12.12 - CAV box-107 | CAV box | KGR | 40 | 14 | 2562 | 35868 | SC_Supply/Apply | Garah Company | 12.12 - CAV box-107 | CAV box | KGR | 14 | 2000 | 28000 | SAR | SC_Supply/Apply
MOC HQ at Diriyah _K0005 |  | RFQ-00051 | Ahmed Fouad | MEP (Electro Mechanical) | 2024-12-24 | Supply & Install MEP Items - First Floor | Approved | 12.12 - Supply linear slot diffusers - type S.L.S.D.-110 | S.L.S.D. 2 Slots 3/4" width, L=1.0m | ECH | 54 | 18 | 406.18 | 7311.24 | SC_Supply/Apply | Garah Company | 12.12 - Supply linear slot diffusers - type S.L.S.D.-110 | S.L.S.D. 2 Slots 3/4" width, L=1.0m | ECH | 18 | 339 | 6102 | SAR | SC_Supply/Apply
MOC HQ at Diriyah _K0005 |  | RFQ-00051 | Ahmed Fouad | MEP (Electro Mechanical) | 2024-12-24 | Supply & Install MEP Items - First Floor | Approved | 12.12 - Supply linear slot diffusers - type S.L.S.D.-110 | S.L.S.D. 1 Slots 3/4" width, L=1.0m | ECH | 3 | 1 | 406.18 | 406.18 | SC_Supply/Apply | Garah Company | 12.12 - Supply linear slot diffusers - type S.L.S.D.-110 | S.L.S.D. 1 Slots 3/4" width, L=1.0m | ECH | 1 | 272 | 272 | SAR | SC_Supply/Apply
MOC HQ at Diriyah _K0005 |  | RFQ-00051 | Ahmed Fouad | MEP (Electro Mechanical) | 2024-12-24 | Supply & Install MEP Items - First Floor | Approved | 12.12 - Supply linear slot diffusers - type S.L.S.D.-110 | S.L.S.D. 1 Slots 3/4" width, L=2m | ECH | 330 | 110 | 406.18 | 44679.8 | SC_Supply/Apply | Garah Company | 12.12 - Supply linear slot diffusers - type S.L.S.D.-110 | S.L.S.D. 1 Slots 3/4" width, L=2m | ECH | 110 | 547 | 60170 | SAR | SC_Supply/Apply
MOC HQ at Diriyah _K0005 |  | RFQ-00051 | Ahmed Fouad | MEP (Electro Mechanical) | 2024-12-24 | Supply & Install MEP Items - First Floor | Approved | 12.12 - Supply linear slot diffusers - type S.L.S.D.-110 | S.L.S.D. 1 Slots 3/4" width, L=3m | ECH | 6 | 2 | 406.18 | 812.36 | SC_Supply/Apply | Garah Company | 12.12 - Supply linear slot diffusers - type S.L.S.D.-110 | S.L.S.D. 1 Slots 3/4" width, L=3m | ECH | 2 | 813 | 1626 | SAR | SC_Supply/Apply
MOC HQ at Diriyah _K0005 |  | RFQ-00051 | Ahmed Fouad | MEP (Electro Mechanical) | 2024-12-24 | Supply & Install MEP Items - First Floor | Approved | 12.12 - Supply linear slot diffusers - type S.L.S.D.-110 | S.L.S.D. 1 Slots 3/4" width, L=4m | ECH | 12 | 4 | 406.18 | 1624.72 | SC_Supply/Apply | Garah Company | 12.12 - Supply linear slot diffusers - type S.L.S.D.-110 | S.L.S.D. 1 Slots 3/4" width, L=4m | ECH | 4 | 1083 | 4332 | SAR | SC_Supply/Apply
MOC HQ at Diriyah _K0005 |  | RFQ-00051 | Ahmed Fouad | MEP (Electro Mechanical) | 2024-12-24 | Supply & Install MEP Items - First Floor | Approved | 12.12 - Supply Linear Bar Grill (S.L.B.G.) | S.L.B.G. 1/4" Spacing 15 Degree Deflection 2" width, L=2.4m | ECH | 3 | 1 | 406.18 | 406.18 | SC_Supply/Apply | Garah Company | 12.12 - Supply Linear Bar Grill (S.L.B.G.) | S.L.B.G. 1/4" Spacing 15 Degree Deflection 2" width, L=2.4m | ECH | 1 | 587 | 587 | SAR | SC_Supply/Apply
MOC HQ at Diriyah _K0005 |  | RFQ-00051 | Ahmed Fouad | MEP (Electro Mechanical) | 2024-12-24 | Supply & Install MEP Items - First Floor | Approved | 12.12 - Supply Linear Bar Grill (S.L.B.G.) | S.L.B.G. 1/4" Spacing 15 Degree Deflection 2" width, L=3m | ECH | 21 | 7 | 406.18 | 2843.26 | SC_Supply/Apply | Garah Company | 12.12 - Supply Linear Bar Grill (S.L.B.G.) | S.L.B.G. 1/4" Spacing 15 Degree Deflection 2" width, L=3m | ECH | 7 | 667 | 4669 | SAR | SC_Supply/Apply
MOC HQ at Diriyah _K0005 |  | RFQ-00051 | Ahmed Fouad | MEP (Electro Mechanical) | 2024-12-24 | Supply & Install MEP Items - First Floor | Approved | 12.12 - Supply Linear Bar Grill (S.L.B.G.) | S.L.B.G. 1/4" Spacing 15 Degree Deflection 2" width, L=4.5m | ECH | 96 | 32 | 406.18 | 12997.76 | SC_Supply/Apply | Garah Company | 12.12 - Supply Linear Bar Grill (S.L.B.G.) | S.L.B.G. 1/4" Spacing 15 Degree Deflection 2" width, L=4.5m | ECH | 32 | 874 | 27968 | SAR | SC_Supply/Apply
MOC HQ at Diriyah _K0005 |  | RFQ-00051 | Ahmed Fouad | MEP (Electro Mechanical) | 2024-12-24 | Supply & Install MEP Items - First Floor | Approved | 12.12 - Supply Linear Bar Grill (S.L.B.G.) | S.L.B.G. 1/4" Spacing 15 Degree Deflection 2" width, L=6m | ECH | 54 | 18 | 406.18 | 7311.24 | SC_Supply/Apply | Garah Company | 12.12 - Supply Linear Bar Grill (S.L.B.G.) | S.L.B.G. 1/4" Spacing 15 Degree Deflection 2" width, L=6m | ECH | 18 | 1168 | 21024 | SAR | SC_Supply/Apply
MOC HQ at Diriyah _K0005 |  | RFQ-00051 | Ahmed Fouad | MEP (Electro Mechanical) | 2024-12-24 | Supply & Install MEP Items - First Floor | Approved | 12.12 - Supply Linear Bar Grill (S.L.B.G.) | S.L.B.G. 1/4" Spacing 15 Degree Deflection 2" width, L=7.5m | ECH | 36 | 12 | 406.18 | 4874.16 | SC_Supply/Apply | Garah Company | 12.12 - Supply Linear Bar Grill (S.L.B.G.) | S.L.B.G. 1/4" Spacing 15 Degree Deflection 2" width, L=7.5m | ECH | 12 | 1460 | 17520 | SAR | SC_Supply/Apply
MOC HQ at Diriyah _K0005 |  | RFQ-00051 | Ahmed Fouad | MEP (Electro Mechanical) | 2024-12-24 | Supply & Install MEP Items - First Floor | Approved | 12.12 - Supply Linear Bar Grill (S.L.B.G.) | S.L.B.G. 1/4" Spacing 15 Degree Deflection 2" width, L=9m | ECH | 3 | 1 | 406.18 | 406.18 | SC_Supply/Apply | Garah Company | 12.12 - Supply Linear Bar Grill (S.L.B.G.) | S.L.B.G. 1/4" Spacing 15 Degree Deflection 2" width, L=9m | ECH | 1 | 1934 | 1934 | SAR | SC_Supply/Apply
MOC HQ at Diriyah _K0005 |  | RFQ-00051 | Ahmed Fouad | MEP (Electro Mechanical) | 2024-12-24 | Supply & Install MEP Items - First Floor | Approved | 12.12 - Return linear slot diffusers - type R.L.S.D.-113 | R.L.S.D. 2 Slots 3/4" width, L=1.0m | ECH | 30 | 10 | 217.48 | 2174.8 | SC_Supply/Apply | Garah Company | 12.12 - Return linear slot diffusers - type R.L.S.D.-113 | R.L.S.D. 2 Slots 3/4" width, L=1.0m | ECH | 10 | 166 | 1660 | SAR | SC_Supply/Apply
MOC HQ at Diriyah _K0005 |  | RFQ-00051 | Ahmed Fouad | MEP (Electro Mechanical) | 2024-12-24 | Supply & Install MEP Items - First Floor | Approved | 12.12 - Return linear slot diffusers - type R.L.S.D.-113 | R.L.S.D.1 Slots 3/4" width, L=4m | ECH | 3 | 1 | 217.48 | 217.48 | SC_Supply/Apply | Garah Company | 12.12 - Return linear slot diffusers - type R.L.S.D.-113 | R.L.S.D.1 Slots 3/4" width, L=4m | ECH | 1 | 428 | 428 | SAR | SC_Supply/Apply
MOC HQ at Diriyah _K0005 |  | RFQ-00051 | Ahmed Fouad | MEP (Electro Mechanical) | 2024-12-24 | Supply & Install MEP Items - First Floor | Approved | 12.12 - Return linear slot diffusers - type R.L.S.D.-113 | R.L.S.D. 2 Slots 3/4" width, L=5m | ECH | 3 | 1 | 217.48 | 217.48 | SC_Supply/Apply | Garah Company | 12.12 - Return linear slot diffusers - type R.L.S.D.-113 | R.L.S.D. 2 Slots 3/4" width, L=5m | ECH | 1 | 828 | 828 | SAR | SC_Supply/Apply
MOC HQ at Diriyah _K0005 |  | RFQ-00051 | Ahmed Fouad | MEP (Electro Mechanical) | 2024-12-24 | Supply & Install MEP Items - First Floor | Approved | 12.12 - Return linear slot diffusers - type R.L.S.D.-111 | R.L.B.G. 1/4" Spacing Zero Degree Deflection 2" Width, L=1.2m | ECH | 324 | 108 | 217.48 | 23487.84 | SC_Supply/Apply | Garah Company | 12.12 - Return linear slot diffusers - type R.L.S.D.-111 | R.L.B.G. 1/4" Spacing Zero Degree Deflection 2" Width, L=1.2m | ECH | 108 | 121 | 13068 | SAR | SC_Supply/Apply
MOC HQ at Diriyah _K0005 |  | RFQ-00051 | Ahmed Fouad | MEP (Electro Mechanical) | 2024-12-24 | Supply & Install MEP Items - First Floor | Approved | 12.12 - Return linear slot diffusers - type R.L.S.D.-112 | R.L.B.G. 1/4" Spacing Zero Degree Deflection 2" Width, L=1.8m | ECH | 87 | 29 | 217.48 | 6306.92 | SC_Supply/Apply | Garah Company | 12.12 - Return linear slot diffusers - type R.L.S.D.-112 | R.L.B.G. 1/4" Spacing Zero Degree Deflection 2" Width, L=1.8m | ECH | 29 | 174 | 5046 | SAR | SC_Supply/Apply
MOC HQ at Diriyah _K0005 |  | RFQ-00051 | Ahmed Fouad | MEP (Electro Mechanical) | 2024-12-24 | Supply & Install MEP Items - First Floor | Approved | 12.12 - Return linear slot diffusers - type R.L.S.D.-113 | R.L.B.G. 1/4" Spacing Zero Degree Deflection 2" Width, L=3m | ECH | 21 | 7 | 217.48 | 1522.36 | SC_Supply/Apply | Garah Company | 12.12 - Return linear slot diffusers - type R.L.S.D.-113 | R.L.B.G. 1/4" Spacing Zero Degree Deflection 2" Width, L=3m | ECH | 7 | 334 | 2338 | SAR | SC_Supply/Apply
MOC HQ at Diriyah _K0005 |  | RFQ-00051 | Ahmed Fouad | MEP (Electro Mechanical) | 2024-12-24 | Supply & Install MEP Items - First Floor | Approved | 12.12 - Return linear slot diffusers - type R.L.S.D.-113 | R.L.B.G. 1/4" Spacing Zero Degree Deflection 2" Width, L=4.5m | ECH | 9 | 3 | 4246.67 | 12740.01 | SC_Supply/Apply | Garah Company | 12.12 - Return linear slot diffusers - type R.L.S.D.-113 | R.L.B.G. 1/4" Spacing Zero Degree Deflection 2" Width, L=4.5m | ECH | 3 | 454 | 1362 | SAR | SC_Supply/Apply
MOC HQ at Diriyah _K0005 |  | RFQ-00051 | Ahmed Fouad | MEP (Electro Mechanical) | 2024-12-24 | Supply & Install MEP Items - First Floor | Approved | 12.12 - Return linear slot diffusers - type R.L.S.D.-113 | R.L.B.G. 1/4" Spacing Zero Degree Deflection 2" Width, L=6m | ECH | 6 | 2 | 217.48 | 434.96 | SC_Supply/Apply | Garah Company | 12.12 - Return linear slot diffusers - type R.L.S.D.-113 | R.L.B.G. 1/4" Spacing Zero Degree Deflection 2" Width, L=6m | ECH | 2 | 548 | 1096 | SAR | SC_Supply/Apply
MOC HQ at Diriyah _K0005 |  | RFQ-00051 | Ahmed Fouad | MEP (Electro Mechanical) | 2024-12-24 | Supply & Install MEP Items - First Floor | Approved | 12.12 - Return linear slot diffusers - type R.L.S.D.-113 | R.L.B.G. 1/4" Spacing Zero Degree Deflection 2" Width, L=9m | ECH | 3 | 1 | 217.48 | 217.48 | SC_Supply/Apply | Garah Company | 12.12 - Return linear slot diffusers - type R.L.S.D.-113 | R.L.B.G. 1/4" Spacing Zero Degree Deflection 2" Width, L=9m | ECH | 1 | 801 | 801 | SAR | SC_Supply/Apply
MOC HQ at Diriyah _K0005 |  | RFQ-00051 | Ahmed Fouad | MEP (Electro Mechanical) | 2024-12-24 | Supply & Install MEP Items - First Floor | Approved | 12.12 - Exhaust diffusers with volume damper - type E.D.+V.D.-114 | 150mm x 150mm | ECH | 157 | 53 | 255.29 | 13530.37 | SC_Supply/Apply | Garah Company | 12.12 - Exhaust diffusers with volume damper - type E.D.+V.D.-114 | 150mm x 150mm | ECH | 53 | 187 | 9911 | SAR | SC_Supply/Apply
Red Sea Museum-Bab El-Bunt _K0003 |  | RFQ-00030 | Sherif Mahmoud | Procurement | 2024-12-30 | Brass Work V1.0 | Approved | 10.13.10 - 055213-P4-A | Horizontal, wall mounted | MLT | 63 | 63 | 5120 | 322560 | SC_Supply/Apply | سمير بن عبد الرحمن عبد العزيز الشبيلي | 10.13.10 - 055213-P4-A | Horizontal, wall mounted | MLT | 63 | 7200 | 453600 | SAR | SC_Supply/Apply
Red Sea Museum-Bab El-Bunt _K0003 |  | RFQ-00030 | Sherif Mahmoud | Procurement | 2024-12-30 | Brass Work V1.0 | Approved | 10.13.10 - 055213-P4-B | Inclined, wall mounted | MLT | 51 | 51 | 4864 | 248064 | SC_Supply/Apply | سمير بن عبد الرحمن عبد العزيز الشبيلي | 10.13.10 - 055213-P4-B | Inclined, wall mounted | MLT | 51 | 4750 | 242250 | SAR | SC_Supply/Apply
Red Sea Museum-Bab El-Bunt _K0003 |  | RFQ-00030 | Sherif Mahmoud | Procurement | 2024-12-30 | Brass Work V1.0 | Approved | 10.13.10 - 055313-P4-C | 150mm wide, at roof | MLT | 31 | 31 | 600 | 18600 | SC_Supply/Apply | سمير بن عبد الرحمن عبد العزيز الشبيلي | 10.13.10 - 055313-P4-C | 150mm wide, at roof | MLT | 31 | 745 | 23095 | SAR | SC_Supply/Apply
Red Sea Museum-Bab El-Bunt _K0003 |  | RFQ-00030 | Sherif Mahmoud | Procurement | 2024-12-30 | Brass Work V1.0 | Approved | 10.13.10 - 055313-P4-D | 220mm wide, at roof | MLT | 121 | 121 | 1000 | 121000 | SC_Supply/Apply | سمير بن عبد الرحمن عبد العزيز الشبيلي | 10.13.10 - 055313-P4-D | 220mm wide, at roof | MLT | 121 | 620 | 75020 | SAR | SC_Supply/Apply
Red Sea Museum-Bab El-Bunt _K0003 |  | RFQ-00030 | Sherif Mahmoud | Procurement | 2024-12-30 | Brass Work V1.0 | Approved | 10.13.10 - 055000-P1-C | To risers, 160mm high | MLT | 8 | 8 | 716.8 | 5734.4 | SC_Supply/Apply | سمير بن عبد الرحمن عبد العزيز الشبيلي | 10.13.10 - 055000-P1-C | To risers, 160mm high | MLT | 8 | 745 | 5960 | SAR | SC_Supply/Apply
Red Sea Museum-Bab El-Bunt _K0003 |  | RFQ-00030 | Sherif Mahmoud | Procurement | 2024-12-30 | Brass Work V1.0 | Approved | 10.13.10 - 055000-P1-E | Type 1, Ref. F07-01, 550mm wide | ECH | 20 | 20 | 5120 | 102400 | SC_Supply/Apply | سمير بن عبد الرحمن عبد العزيز الشبيلي | 10.13.10 - 055000-P1-E | Type 1, Ref. F07-01, 550mm wide | ECH | 20 | 10700 | 214000 | SAR | SC_Supply/Apply
Red Sea Museum-Bab El-Bunt _K0003 |  | RFQ-00030 | Sherif Mahmoud | Procurement | 2024-12-30 | Brass Work V1.0 | Approved | 10.13.10 - 055000-P1-F | Type 1, Ref. F07-01, 650mm wide | ECH | 20 | 20 | 5120 | 102400 | SC_Supply/Apply | سمير بن عبد الرحمن عبد العزيز الشبيلي | 10.13.10 - 055000-P1-F | Type 1, Ref. F07-01, 650mm wide | ECH | 20 | 12700 | 254000 | SAR | SC_Supply/Apply
Red Sea Museum-Bab El-Bunt _K0003 |  | RFQ-00030 | Sherif Mahmoud | Procurement | 2024-12-30 | Brass Work V1.0 | Approved | 10.13.10 - 055313-P4-E | Ditto, curved | MLT | 10 | 10 | 1200 | 12000 | SC_Supply/Apply | سمير بن عبد الرحمن عبد العزيز الشبيلي | 10.13.10 - 055313-P4-E | Ditto, curved | MLT | 10 | 745 | 7450 | SAR | SC_Supply/Apply
Red Sea Museum-Bab El-Bunt _K0003 |  | RFQ-00030 | Sherif Mahmoud | Procurement | 2024-12-30 | Brass Work V1.0 | Approved | 10.13.10 - 055000-P3-C | To steps | ECH | 170 | 170 | 230.4 | 39168 | SC_Supply/Apply | سمير بن عبد الرحمن عبد العزيز الشبيلي | 10.13.10 - 055000-P3-C | To steps | ECH | 170 | 410 | 69700 | SAR | SC_Supply/Apply
Red Sea Museum-Bab El-Bunt _K0003 |  | RFQ-00030 | Sherif Mahmoud | Procurement | 2024-12-30 | Brass Work V1.0 | Approved | 10.13.10 - 055000-P1-G | Type 2, Ref. F07-02, 200mm wide | ECH | 35 | 35 | 2560 | 89600 | SC_Supply/Apply | سمير بن عبد الرحمن عبد العزيز الشبيلي | 10.13.10 - 055000-P1-G | Type 2, Ref. F07-02, 200mm wide | ECH | 35 | 3900 | 136500 | SAR | SC_Supply/Apply
Red Sea Museum-Bab El-Bunt _K0003 |  | RFQ-00030 | Sherif Mahmoud | Procurement | 2024-12-30 | Brass Work V1.0 | Approved | 10.13.10 - 055000-P1-H | Type 2, Ref. F07-02, 400mm wide | ECH | 90 | 90 | 3840 | 345600 | SC_Supply/Apply | سمير بن عبد الرحمن عبد العزيز الشبيلي | 10.13.10 - 055000-P1-H | Type 2, Ref. F07-02, 400mm wide | ECH | 90 | 7800 | 702000 | SAR | SC_Supply/Apply
MOC HQ at Diriyah _K0005 |  | RFQ-00051 | Ahmed Fouad | MEP (Electro Mechanical) | 2024-12-24 | Supply & Install MEP Items - First Floor | Approved | 12.12 - Supply grilles - type S.G. +V.D.-115 | 450mm x 150mm | ECH | 12 | 4 | 1262 | 5048 | SC_Supply/Apply | Garah Company | 12.12 - Supply grilles - type S.G. +V.D.-115 | 450mm x 150mm | ECH | 4 | 267 | 1068 | SAR | SC_Supply/Apply
MOC HQ at Diriyah _K0005 |  | RFQ-00051 | Ahmed Fouad | MEP (Electro Mechanical) | 2024-12-24 | Supply & Install MEP Items - First Floor | Approved | 12.12 - Return grilles - type R.G. +V.D.-117 | 450mm x 150mm | ECH | 12 | 4 | 546 | 2184 | SC_Supply/Apply | Garah Company | 12.12 - Return grilles - type R.G. +V.D.-117 | 450mm x 150mm | ECH | 4 | 241 | 964 | SAR | SC_Supply/Apply
MOC HQ at Diriyah _K0005 |  | RFQ-00051 | Ahmed Fouad | MEP (Electro Mechanical) | 2024-12-24 | Supply & Install MEP Items - First Floor | Approved | 12.12 - Supply Square diffuser | 150mm x 150mm | ECH | 24 | 8 | 63.81 | 510.48 | SC_Supply/Apply | Garah Company | 12.12 - Supply Square diffuser | 150mm x 150mm | ECH | 8 | 200 | 1600 | SAR | SC_Supply/Apply
MOC HQ at Diriyah _K0005 |  | RFQ-00051 | Ahmed Fouad | MEP (Electro Mechanical) | 2024-12-24 | Supply & Install MEP Items - First Floor | Approved | 12.12 - Return Square diffuser | 150mm x 150mm | ECH | 24 | 8 | 63.81 | 510.48 | SC_Supply/Apply | Garah Company | 12.12 - Return Square diffuser | 150mm x 150mm | ECH | 8 | 174 | 1392 | SAR | SC_Supply/Apply
MOC HQ at Diriyah _K0005 |  | RFQ-00051 | Ahmed Fouad | MEP (Electro Mechanical) | 2024-12-24 | Supply & Install MEP Items - First Floor | Approved | 12.12 - Fresh Square diffuser | 150mm x 150mm | ECH | 36 | 8 | 63.81 | 510.48 | SC_Supply/Apply | Garah Company | 12.12 - Fresh Square diffuser | 150mm x 150mm | ECH | 8 | 187 | 1496 | SAR | SC_Supply/Apply
MOC HQ at Diriyah _K0005 |  | RFQ-00051 | Ahmed Fouad | MEP (Electro Mechanical) | 2024-12-24 | Supply & Install MEP Items - First Floor | Approved | 12.12 - Rectangulatr ductworks-128 | Low pressure | ECH | 240000 | 80000 | 29.25 | 2340000 | SC_Supply/Apply | Garah Company | 12.12 - Rectangulatr ductworks-128 | Low pressure | ECH | 80000 | 33 | 2640000 | SAR | SC_Supply/Apply
MOC HQ at Diriyah _K0005 |  | RFQ-00051 | Ahmed Fouad | MEP (Electro Mechanical) | 2024-12-24 | Supply & Install MEP Items - First Floor | Approved | 12.12 - Rectangular ductworks-129 | Low pressure | ECH | 2400 | 800 | 19 | 15200 | SC_Supply/Apply | Garah Company | 12.12 - Rectangular ductworks-129 | Low pressure | ECH | 800 | 40 | 32000 | SAR | SC_Supply/Apply
MOC HQ at Diriyah _K0005 |  | RFQ-00051 | Ahmed Fouad | MEP (Electro Mechanical) | 2024-12-24 | Supply & Install MEP Items - First Floor | Approved | 12.12 - Section 15100 - Valves and Specialties-133 | 50mm diameter gate valves | ECH | 4 | 2 | 923 | 1846 | SC_Supply/Apply | Garah Company | 12.12 - Section 15100 - Valves and Specialties-133 | 50mm diameter gate valves | ECH | 2 | 414 | 828 | SAR | SC_Supply/Apply
MOC HQ at Diriyah _K0005 |  | RFQ-00051 | Ahmed Fouad | MEP (Electro Mechanical) | 2024-12-24 | Supply & Install MEP Items - First Floor | Approved | 12.12 - Section 15100 - Valves and Specialties-134 | 65mm diameter gate valves | ECH | 4 | 2 | 1184 | 2368 | SC_Supply/Apply | Garah Company | 12.12 - Section 15100 - Valves and Specialties-134 | 65mm diameter gate valves | ECH | 2 | 866 | 1732 | SAR | SC_Supply/Apply
MOC HQ at Diriyah _K0005 |  | RFQ-00051 | Ahmed Fouad | MEP (Electro Mechanical) | 2024-12-24 | Supply & Install MEP Items - First Floor | Approved | 12.12 - Section 15100 - Valves and Specialties-135 | 80mm diameter gate valves | ECH | 2 | 1 | 38040 | 38040 | SC_Supply/Apply | Garah Company | 12.12 - Section 15100 - Valves and Specialties-135 | 80mm diameter gate valves | ECH | 1 | 1198 | 1198 | SAR | SC_Supply/Apply
MOC HQ at Diriyah _K0005 |  | RFQ-00051 | Ahmed Fouad | MEP (Electro Mechanical) | 2024-12-24 | Supply & Install MEP Items - First Floor | Approved | 12.12 - Section 15100 - Valves and Specialties-136 | 100mm diameter gate valves | ECH | 4 | 2 | 1605 | 3210 | SC_Supply/Apply | Garah Company | 12.12 - Section 15100 - Valves and Specialties-136 | 100mm diameter gate valves | ECH | 2 | 1996 | 3992 | SAR | SC_Supply/Apply
MOC HQ at Diriyah _K0005 |  | RFQ-00051 | Ahmed Fouad | MEP (Electro Mechanical) | 2024-12-24 | Supply & Install MEP Items - First Floor | Approved | 12.12 - Section 15100 - Valves and Specialties-141 | 25mm automatic air vent | ECH | 4 | 2 | 399 | 798 | SC_Supply/Apply | Garah Company | 12.12 - Section 15100 - Valves and Specialties-141 | 25mm automatic air vent | ECH | 2 | 600 | 1200 | SAR | SC_Supply/Apply
MOC HQ at Diriyah _K0005 |  | RFQ-00051 | Ahmed Fouad | MEP (Electro Mechanical) | 2024-12-24 | Supply & Install MEP Items - First Floor | Approved | 12.12 - Section 15100 - Valves and Specialties-141 | 50mm diameter flow meter (Bi-Directional) | ECH | 2 | 1 | 1498 | 1498 | SC_Supply/Apply | Garah Company | 12.12 - Section 15100 - Valves and Specialties-141 | 50mm diameter flow meter (Bi-Directional) | ECH | 1 | 5650 | 5650 | SAR | SC_Supply/Apply
MOC HQ at Diriyah _K0005 |  | RFQ-00051 | Ahmed Fouad | MEP (Electro Mechanical) | 2024-12-24 | Supply & Install MEP Items - First Floor | Approved | 12.12 - Section 15100 - Valves and Specialties-141 | 65mm diameter flow meter (Bi-Directional) | ECH | 2 | 1 | 2476 | 2476 | SC_Supply/Apply | Garah Company | 12.12 - Section 15100 - Valves and Specialties-141 | 65mm diameter flow meter (Bi-Directional) | ECH | 1 | 6859 | 6859 | SAR | SC_Supply/Apply
MOC HQ at Diriyah _K0005 |  | RFQ-00051 | Ahmed Fouad | MEP (Electro Mechanical) | 2024-12-24 | Supply & Install MEP Items - First Floor | Approved | 12.12 - Section 15100 - Valves and Specialties-142 | 80mm diameter flow meter (Bi-Directional) | ECH | 1 | 1 | 2124 | 2124 | SC_Supply/Apply | Garah Company | 12.12 - Section 15100 - Valves and Specialties-142 | 80mm diameter flow meter (Bi-Directional) | ECH | 1 | 9410 | 9410 | SAR | SC_Supply/Apply
MOC HQ at Diriyah _K0005 |  | RFQ-00051 | Ahmed Fouad | MEP (Electro Mechanical) | 2024-12-24 | Supply & Install MEP Items - First Floor | Approved | 12.12 - Section 15100 - Valves and Specialties-141 | 100mm diameter flow meter (Bi-Directional) | ECH | 2 | 1 | 3471 | 3471 | SC_Supply/Apply | Garah Company | 12.12 - Section 15100 - Valves and Specialties-141 | 100mm diameter flow meter (Bi-Directional) | ECH | 1 | 14413 | 14413 | SAR | SC_Supply/Apply
MOC HQ at Diriyah _K0005 |  | RFQ-00051 | Ahmed Fouad | MEP (Electro Mechanical) | 2024-12-24 | Supply & Install MEP Items - First Floor | Approved | 12.12 - Section 15100 - Valves and Specialties-141 | 150mm diameter flow meter (Bi-Directional) | ECH | 2 | 1 | 4521.46 | 4521.46 | SC_Supply/Apply | Garah Company | 12.12 - Section 15100 - Valves and Specialties-141 | 150mm diameter flow meter (Bi-Directional) | ECH | 1 | 22520 | 22520 | SAR | SC_Supply/Apply
MOC HQ at Diriyah _K0005 |  | RFQ-00051 | Ahmed Fouad | MEP (Electro Mechanical) | 2024-12-24 | Supply & Install MEP Items - First Floor | Approved | 12.12 - Section 15100 - Valves and Specialties-141 | 50mm diameter Double Regulating valve | ECH | 2 | 1 | 5263 | 5263 | SC_Supply/Apply | Garah Company | 12.12 - Section 15100 - Valves and Specialties-141 | 50mm diameter Double Regulating valve | ECH | 1 | 933 | 933 | SAR | SC_Supply/Apply
MOC HQ at Diriyah _K0005 |  | RFQ-00051 | Ahmed Fouad | MEP (Electro Mechanical) | 2024-12-24 | Supply & Install MEP Items - First Floor | Approved | 12.12 - Section 15100 - Valves and Specialties-141 | 65mm diameter Double Regulating valve | ECH | 2 | 1 | 4521.46 | 4521.46 | SC_Supply/Apply | Garah Company | 12.12 - Section 15100 - Valves and Specialties-141 | 65mm diameter Double Regulating valve | ECH | 1 | 1598 | 1598 | SAR | SC_Supply/Apply
MOC HQ at Diriyah _K0005 |  | RFQ-00051 | Ahmed Fouad | MEP (Electro Mechanical) | 2024-12-24 | Supply & Install MEP Items - First Floor | Approved | 12.12 - Section 15100 - Valves and Specialties-141 | 80mm diameter Double Regulating valve | ECH | 1 | 1 | 4521.46 | 4521.46 | SC_Supply/Apply | Garah Company | 12.12 - Section 15100 - Valves and Specialties-141 | 80mm diameter Double Regulating valve | ECH | 1 | 2130 | 2130 | SAR | SC_Supply/Apply
MOC HQ at Diriyah _K0005 |  | RFQ-00051 | Ahmed Fouad | MEP (Electro Mechanical) | 2024-12-24 | Supply & Install MEP Items - First Floor | Approved | 12.12 - Section 15100 - Valves and Specialties-141 | 100mm diameter Double Regulating valve | ECH | 2 | 1 | 4521.46 | 4521.46 | SC_Supply/Apply | Garah Company | 12.12 - Section 15100 - Valves and Specialties-141 | 100mm diameter Double Regulating valve | ECH | 1 | 2662 | 2662 | SAR | SC_Supply/Apply
MOC HQ at Diriyah _K0005 |  | RFQ-00051 | Ahmed Fouad | MEP (Electro Mechanical) | 2024-12-24 | Supply & Install MEP Items - First Floor | Approved | 12.12 - Section 15100 - Valves and Specialties-141 | 150mm diameter Double Regulating valve | ECH | 2 | 1 | 4521.46 | 4521.46 | SC_Supply/Apply | Garah Company | 12.12 - Section 15100 - Valves and Specialties-141 | 150mm diameter Double Regulating valve | ECH | 1 | 5056 | 5056 | SAR | SC_Supply/Apply
MOC HQ at Diriyah _K0005 |  | RFQ-00051 | Ahmed Fouad | MEP (Electro Mechanical) | 2024-12-24 | Supply & Install MEP Items - First Floor | Approved | 12.12 - Section 15060 - Pipe Works and Fittings-143 | 25mm diameter | MTR | 1155 | 385 | 7.32 | 2818.2 | SC_Supply/Apply | Garah Company | 12.12 - Section 15060 - Pipe Works and Fittings-143 | 25mm diameter | MTR | 385 | 30 | 11550 | SAR | SC_Supply/Apply
MOC HQ at Diriyah _K0005 |  | RFQ-00051 | Ahmed Fouad | MEP (Electro Mechanical) | 2024-12-24 | Supply & Install MEP Items - First Floor | Approved | 12.12 - Section 15060 - Pipe Works and Fittings-144 | 32mm diameter | MTR | 468 | 156 | 13.46 | 2099.76 | SC_Supply/Apply | Garah Company | 12.12 - Section 15060 - Pipe Works and Fittings-144 | 32mm diameter | MTR | 156 | 35 | 5460 | SAR | SC_Supply/Apply
MOC HQ at Diriyah _K0005 |  | RFQ-00051 | Ahmed Fouad | MEP (Electro Mechanical) | 2024-12-24 | Supply & Install MEP Items - First Floor | Approved | 12.12 - Section 15060 - Pipe Works and Fittings-146 | 50mm diameter | MTR | 866 | 289 | 12.12 | 3502.68 | SC_Supply/Apply | Garah Company | 12.12 - Section 15060 - Pipe Works and Fittings-146 | 50mm diameter | MTR | 289 | 47 | 13583 | SAR | SC_Supply/Apply
MOC HQ at Diriyah _K0005 |  | RFQ-00051 | Ahmed Fouad | MEP (Electro Mechanical) | 2024-12-24 | Supply & Install MEP Items - First Floor | Approved | 12.12 - Section 15060 - Pipe Works and Fittings-147 | 32mm diameter | MTR | 604.15 | 202 | 8.34 | 1684.68 | SC_Supply/Apply | Garah Company | 12.12 - Section 15060 - Pipe Works and Fittings-147 | 32mm diameter | MTR | 202 | 83 | 16766 | SAR | SC_Supply/Apply
MOC HQ at Diriyah _K0005 |  | RFQ-00051 | Ahmed Fouad | MEP (Electro Mechanical) | 2024-12-24 | Supply & Install MEP Items - First Floor | Approved | 12.12 - Section 15060 - Pipe Works and Fittings-148 | 40mm diameter | MTR | 458.82 | 153 | 14.49 | 2216.97 | SC_Supply/Apply | Garah Company | 12.12 - Section 15060 - Pipe Works and Fittings-148 | 40mm diameter | MTR | 153 | 103 | 15759 | SAR | SC_Supply/Apply
MOC HQ at Diriyah _K0005 |  | RFQ-00051 | Ahmed Fouad | MEP (Electro Mechanical) | 2024-12-24 | Supply & Install MEP Items - First Floor | Approved | 12.12 - Section 15060 - Pipe Works and Fittings-149 | 50mm diameter | MTR | 362.34 | 121 | 19.71 | 2384.91 | SC_Supply/Apply | Garah Company | 12.12 - Section 15060 - Pipe Works and Fittings-149 | 50mm diameter | MTR | 121 | 130 | 15730 | SAR | SC_Supply/Apply
MOC HQ at Diriyah _K0005 |  | RFQ-00051 | Ahmed Fouad | MEP (Electro Mechanical) | 2024-12-24 | Supply & Install MEP Items - First Floor | Approved | 12.12 - Section 15060 - Pipe Works and Fittings-150 | 65mm diameter | MTR | 394.75 | 132 | 24.62 | 3249.84 | SC_Supply/Apply | Garah Company | 12.12 - Section 15060 - Pipe Works and Fittings-150 | 65mm diameter | MTR | 132 | 191 | 25212 | SAR | SC_Supply/Apply
MOC HQ at Diriyah _K0005 |  | RFQ-00051 | Ahmed Fouad | MEP (Electro Mechanical) | 2024-12-24 | Supply & Install MEP Items - First Floor | Approved | 12.12 - Section 15060 - Pipe Works and Fittings-151 | 80mm diameter | MTR | 143.68 | 48 | 168.71 | 8098.08 | SC_Supply/Apply | Garah Company | 12.12 - Section 15060 - Pipe Works and Fittings-151 | 80mm diameter | MTR | 48 | 238 | 11424 | SAR | SC_Supply/Apply
MOC HQ at Diriyah _K0005 |  | RFQ-00051 | Ahmed Fouad | MEP (Electro Mechanical) | 2024-12-24 | Supply & Install MEP Items - First Floor | Approved | 12.12 - Section 15060 - Pipe Works and Fittings-152 | 100mm diameter | MTR | 472.71 | 158 | 33.64 | 5315.12 | SC_Supply/Apply | Garah Company | 12.12 - Section 15060 - Pipe Works and Fittings-152 | 100mm diameter | MTR | 158 | 314 | 49612 | SAR | SC_Supply/Apply
MOC HQ at Diriyah _K0005 |  | RFQ-00051 | Ahmed Fouad | MEP (Electro Mechanical) | 2024-12-24 | Supply & Install MEP Items - First Floor | Approved | 12.12 - Section 15060 - Pipe Works and Fittings-154 | 150mm diameter | MTR | 74.71 | 25 | 333.29 | 8332.25 | SC_Supply/Apply | Garah Company | 12.12 - Section 15060 - Pipe Works and Fittings-154 | 150mm diameter | MTR | 25 | 510 | 12750 | SAR | SC_Supply/Apply
MOC HQ at Diriyah _K0005 |  | RFQ-00051 | Ahmed Fouad | MEP (Electro Mechanical) | 2024-12-24 | Supply & Install MEP Items - First Floor | Approved | 12.12 - Section 15060 - Pipe Works and Fittings-154 | 15mm diameter | MTR | 3902.99 | 1301 | 9.93 | 12918.93 | SC_Supply/Apply | Garah Company | 12.12 - Section 15060 - Pipe Works and Fittings-154 | 15mm diameter | MTR | 1301 | 54 | 70254 | SAR | SC_Supply/Apply
MOC HQ at Diriyah _K0005 |  | RFQ-00051 | Ahmed Fouad | MEP (Electro Mechanical) | 2024-12-24 | Supply & Install MEP Items - First Floor | Approved | 12.12 - Section 15060 - Pipe Works and Fittings-154 | 20mm diameter | MTR | 1033.56 | 345 | 9.93 | 3425.85 | SC_Supply/Apply | Garah Company | 12.12 - Section 15060 - Pipe Works and Fittings-154 | 20mm diameter | MTR | 345 | 63 | 21735 | SAR | SC_Supply/Apply
MOC HQ at Diriyah _K0005 |  | RFQ-00051 | Ahmed Fouad | MEP (Electro Mechanical) | 2024-12-24 | Supply & Install MEP Items - First Floor | Approved | 12.12 - Section 15060 - Pipe Works and Fittings-154 | 25mm diameter | MTR | 629.01 | 210 | 9.93 | 2085.3 | SC_Supply/Apply | Garah Company | 12.12 - Section 15060 - Pipe Works and Fittings-154 | 25mm diameter | MTR | 210 | 81 | 17010 | SAR | SC_Supply/Apply
MOC HQ at Diriyah _K0005 |  | RFQ-00051 | Ahmed Fouad | MEP (Electro Mechanical) | 2024-12-24 | Supply & Install MEP Items - First Floor | Approved | 12.12 - Section 15260 - Insulation and Lagging-156 | To rectangular ductwork | SQM | 35000 | 11667 | 45 | 525015 | SC_Supply/Apply | Garah Company | 12.12 - Section 15260 - Insulation and Lagging-156 | To rectangular ductwork | SQM | 11667 | 35 | 408345 | SAR | SC_Supply/Apply
MOC HQ at Diriyah _K0005 |  | RFQ-00051 | Ahmed Fouad | MEP (Electro Mechanical) | 2024-12-24 | Supply & Install MEP Items - First Floor | Approved | 12.12 - Section 15260 - Insulation and Lagging-170 | To rectangular ductwork | SQM | 2500 | 834 | 132.8 | 110755.2 | SC_Supply/Apply | Garah Company | 12.12 - Section 15260 - Insulation and Lagging-170 | To rectangular ductwork | SQM | 834 | 42 | 35028 | SAR | SC_Supply/Apply
MOC HQ at Diriyah _K0005 |  | RFQ-00051 | Ahmed Fouad | MEP (Electro Mechanical) | 2024-12-24 | Supply & Install MEP Items - First Floor | Approved | 12.12 - Section 15260 - Insulation and Lagging-157 | 25mm diameter | MTR | 1155 | 385 | 14.44 | 5559.4 | SC_Supply/Apply | Garah Company | 12.12 - Section 15260 - Insulation and Lagging-157 | 25mm diameter | MTR | 385 | 39 | 15015 | SAR | SC_Supply/Apply
Red Sea Museum-Bab El-Bunt _K0003 |  | RFQ-00030 | Sherif Mahmoud | Procurement | 2024-12-30 | Brass Work V1.0 | Approved | 10.13.10 - 055000-P2-E | 215mm high | MLT | 41 | 41 | 1792 | 73472 | SC_Supply/Apply | سمير بن عبد الرحمن عبد العزيز الشبيلي | 10.13.10 - 055000-P2-E | 215mm high | MLT | 41 | 1200 | 49200 | SAR | SC_Supply/Apply
Red Sea Museum-Bab El-Bunt _K0003 |  | RFQ-00030 | Sherif Mahmoud | Procurement | 2024-12-30 | Brass Work V1.0 | Approved | 10.13.10 - 055000-P2-F | To elevator doors | SQM | 9 | 9 | 4000 | 36000 | SC_Supply/Apply | سمير بن عبد الرحمن عبد العزيز الشبيلي | 10.13.10 - 055000-P2-F | To elevator doors | SQM | 9 | 2460 | 22140 | SAR | SC_Supply/Apply
Red Sea Museum-Bab El-Bunt _K0003 |  | RFQ-00030 | Sherif Mahmoud | Procurement | 2024-12-30 | Brass Work V1.0 | Approved | 10.13.10 - 055000-P2-G | To walls | SQM | 98 | 98 | 4000 | 392000 | SC_Supply/Apply | سمير بن عبد الرحمن عبد العزيز الشبيلي | 10.13.10 - 055000-P2-G | To walls | SQM | 98 | 2460 | 241080 | SAR | SC_Supply/Apply
Red Sea Museum-Bab El-Bunt _K0003 |  | RFQ-00030 | Sherif Mahmoud | Procurement | 2024-12-30 | Brass Work V1.0 | Approved | 10.13.10 - 055000-P2-B | 350mm high | MLT | 541 | 541 | 1203.2 | 650931.2 | SC_Supply/Apply | سمير بن عبد الرحمن عبد العزيز الشبيلي | 10.13.10 - 055000-P2-B | 350mm high | MLT | 541 | 1090 | 589690 | SAR | SC_Supply/Apply
Red Sea Museum-Bab El-Bunt _K0003 |  | RFQ-00030 | Sherif Mahmoud | Procurement | 2024-12-30 | Brass Work V1.0 | Approved | 10.13.10 - 055000-P2-C | 350mm high, curved | MLT | 23 | 23 | 1280 | 29440 | SC_Supply/Apply | سمير بن عبد الرحمن عبد العزيز الشبيلي | 10.13.10 - 055000-P2-C | 350mm high, curved | MLT | 23 | 1090 | 25070 | SAR | SC_Supply/Apply
Red Sea Museum-Bab El-Bunt _K0003 |  | RFQ-00030 | Sherif Mahmoud | Procurement | 2024-12-30 | Brass Work V1.0 | Approved | 10.13.10 - 055000-P3-D | To landings of internal stairs | ECH | 91 | 91 | 307.2 | 27955.2 | SC_Supply/Apply | سمير بن عبد الرحمن عبد العزيز الشبيلي | 10.13.10 - 055000-P3-D | To landings of internal stairs | ECH | 91 | 690 | 62790 | SAR | SC_Supply/Apply
Red Sea Museum-Bab El-Bunt _K0003 |  | RFQ-00030 | Sherif Mahmoud | Procurement | 2024-12-30 | Brass Work V1.0 | Approved | 10.16.11.10 - 081114-P1-B | Type Di7.002, approximate dimensions 930mm wide x 2040mm high | ECH | 1 | 1 | 30000 | 30000 | SC_Supply/Apply | سمير بن عبد الرحمن عبد العزيز الشبيلي | 10.16.11.10 - 081114-P1-B | Type Di7.002, approximate dimensions 930mm wide x 2040mm high | ECH | 1 | 10260 | 10260 | SAR | SC_Supply/Apply
Red Sea Museum-Bab El-Bunt _K0003 |  | RFQ-00030 | Sherif Mahmoud | Procurement | 2024-12-30 | Brass Work V1.0 | Approved | 10.16.11.10 - 081114-P1-C | Type Di7.003, approximate dimensions 930mm wide x 2040mm high | ECH | 1 | 1 | 30000 | 30000 | SC_Supply/Apply | سمير بن عبد الرحمن عبد العزيز الشبيلي | 10.16.11.10 - 081114-P1-C | Type Di7.003, approximate dimensions 930mm wide x 2040mm high | ECH | 1 | 10260 | 10260 | SAR | SC_Supply/Apply
Red Sea Museum-Bab El-Bunt _K0003 |  | RFQ-00030 | Sherif Mahmoud | Procurement | 2024-12-30 | Brass Work V1.0 | Approved | 10.13.10 - 055000-P3-E | To landings of external stairs | ECH | 13 | 13 | 307.2 | 3993.6 | SC_Supply/Apply | سمير بن عبد الرحمن عبد العزيز الشبيلي | 10.13.10 - 055000-P3-E | To landings of external stairs | ECH | 13 | 690 | 8970 | SAR | SC_Supply/Apply
Red Sea Museum-Bab El-Bunt _K0003 |  | RFQ-00030 | Sherif Mahmoud | Procurement | 2024-12-30 | Brass Work V1.0 | Approved | 10.13.10 - 055000-P2-D | 350mm high, inclined | MLT | 8 | 8 | 2048 | 16384 | SC_Supply/Apply | سمير بن عبد الرحمن عبد العزيز الشبيلي | 10.13.10 - 055000-P2-D | 350mm high, inclined | MLT | 8 | 1090 | 8720 | SAR | SC_Supply/Apply
Red Sea Museum-Bab El-Bunt _K0003 |  | RFQ-00030 | Sherif Mahmoud | Procurement | 2024-12-30 | Brass Work V1.0 | Approved | 10.16.11.10 - 081114-P1-A | Type Di7.001, approximate dimensions 930mm wide x 2040mm high | ECH | 1 | 1 | 30000 | 30000 | SC_Supply/Apply | سمير بن عبد الرحمن عبد العزيز الشبيلي | 10.16.11.10 - 081114-P1-A | Type Di7.001, approximate dimensions 930mm wide x 2040mm high | ECH | 1 | 10260 | 10260 | SAR | SC_Supply/Apply
Red Sea Museum-Bab El-Bunt _K0003 |  | RFQ-00030 | Sherif Mahmoud | Procurement | 2024-12-30 | Brass Work V1.0 | Approved | 10.16.11.10 - 081114-P1-E | Type Di3A.002, approximate dimensions 1060mm wide x 2155mm high | ECH | 1 | 1 | 13476.85 | 13476.85 | SC_Supply/Apply | سمير بن عبد الرحمن عبد العزيز الشبيلي | 10.16.11.10 - 081114-P1-E | Type Di3A.002, approximate dimensions 1060mm wide x 2155mm high | ECH | 1 | 12355 | 12355 | SAR | SC_Supply/Apply
Red Sea Museum-Bab El-Bunt _K0003 |  | RFQ-00030 | Sherif Mahmoud | Procurement | 2024-12-30 | Brass Work V1.0 | Approved | 10.16.11.10 - 081114-P1-F | Type Di3A.003, approximate dimensions 1060mm wide x 2155mm high | ECH | 1 | 1 | 13476.85 | 13476.85 | SC_Supply/Apply | سمير بن عبد الرحمن عبد العزيز الشبيلي | 10.16.11.10 - 081114-P1-F | Type Di3A.003, approximate dimensions 1060mm wide x 2155mm high | ECH | 1 | 12355 | 12355 | SAR | SC_Supply/Apply
Red Sea Museum-Bab El-Bunt _K0003 |  | RFQ-00030 | Sherif Mahmoud | Procurement | 2024-12-30 | Brass Work V1.0 | Approved | 10.16.11.10 - 081114-P2-F | Type Di3B, approximate dimensions 1060mm wide x 2155mm high | ECH | 1 | 1 | 13476.85 | 13476.85 | SC_Supply/Apply | سمير بن عبد الرحمن عبد العزيز الشبيلي | 10.16.11.10 - 081114-P2-F | Type Di3B, approximate dimensions 1060mm wide x 2155mm high | ECH | 1 | 12355 | 12355 | SAR | SC_Supply/Apply
Red Sea Museum-Bab El-Bunt _K0003 |  | RFQ-00030 | Sherif Mahmoud | Procurement | 2024-12-30 | Brass Work V1.0 | Approved | 10.16.11.10 - 081114-P2-D | Type Di3A.204, approximate dimensions 1060mm wide x 2155mm high | ECH | 1 | 1 | 13476.85 | 13476.85 | SC_Supply/Apply | سمير بن عبد الرحمن عبد العزيز الشبيلي | 10.16.11.10 - 081114-P2-D | Type Di3A.204, approximate dimensions 1060mm wide x 2155mm high | ECH | 1 | 12355 | 12355 | SAR | SC_Supply/Apply
Red Sea Museum-Bab El-Bunt _K0003 |  | RFQ-00030 | Sherif Mahmoud | Procurement | 2024-12-30 | Brass Work V1.0 | Approved | 10.16.11.10 - 081114-P1-K | Type Di3A.007, approximate dimensions 1060mm wide x 2155mm high | ECH | 1 | 1 | 13476.85 | 13476.85 | SC_Supply/Apply | سمير بن عبد الرحمن عبد العزيز الشبيلي | 10.16.11.10 - 081114-P1-K | Type Di3A.007, approximate dimensions 1060mm wide x 2155mm high | ECH | 1 | 12355 | 12355 | SAR | SC_Supply/Apply
Red Sea Museum-Bab El-Bunt _K0003 |  | RFQ-00030 | Sherif Mahmoud | Procurement | 2024-12-30 | Brass Work V1.0 | Approved | 10.16.11.10 - 081114-P2-A | Type Di3A.100, approximate dimensions 1060mm wide x 2155mm high | ECH | 1 | 1 | 13476.85 | 13476.85 | SC_Supply/Apply | سمير بن عبد الرحمن عبد العزيز الشبيلي | 10.16.11.10 - 081114-P2-A | Type Di3A.100, approximate dimensions 1060mm wide x 2155mm high | ECH | 1 | 12355 | 12355 | SAR | SC_Supply/Apply
Red Sea Museum-Bab El-Bunt _K0003 |  | RFQ-00030 | Sherif Mahmoud | Procurement | 2024-12-30 | Brass Work V1.0 | Approved | 10.16.11.10 - 081114-P2-B | Type Di3A.101, approximate dimensions 1060mm wide x 2155mm high | ECH | 1 | 1 | 13476.85 | 13476.85 | SC_Supply/Apply | سمير بن عبد الرحمن عبد العزيز الشبيلي | 10.16.11.10 - 081114-P2-B | Type Di3A.101, approximate dimensions 1060mm wide x 2155mm high | ECH | 1 | 12355 | 12355 | SAR | SC_Supply/Apply
Red Sea Museum-Bab El-Bunt _K0003 |  | RFQ-00030 | Sherif Mahmoud | Procurement | 2024-12-30 | Brass Work V1.0 | Approved | 10.16.11.10 - 081114-P2-G | Type Di3B.001, approximate dimensions 1060mm wide x 2155mm high | ECH | 1 | 1 | 13476.85 | 13476.85 | SC_Supply/Apply | سمير بن عبد الرحمن عبد العزيز الشبيلي | 10.16.11.10 - 081114-P2-G | Type Di3B.001, approximate dimensions 1060mm wide x 2155mm high | ECH | 1 | 12355 | 12355 | SAR | SC_Supply/Apply
Red Sea Museum-Bab El-Bunt _K0003 |  | RFQ-00030 | Sherif Mahmoud | Procurement | 2024-12-30 | Brass Work V1.0 | Approved | 10.16.11.10 - 081114-P2-H | Type Di3B.004, approximate dimensions 1060mm wide x 2155mm high | ECH | 1 | 1 | 13476.85 | 13476.85 | SC_Supply/Apply | سمير بن عبد الرحمن عبد العزيز الشبيلي | 10.16.11.10 - 081114-P2-H | Type Di3B.004, approximate dimensions 1060mm wide x 2155mm high | ECH | 1 | 12355 | 12355 | SAR | SC_Supply/Apply
Red Sea Museum-Bab El-Bunt _K0003 |  | RFQ-00030 | Sherif Mahmoud | Procurement | 2024-12-30 | Brass Work V1.0 | Approved | 10.16.11.10 - 081114-P1-D | Type Di3A.001, approximate dimensions 1060mm wide x 2155mm high | ECH | 1 | 1 | 13476.85 | 13476.85 | SC_Supply/Apply | سمير بن عبد الرحمن عبد العزيز الشبيلي | 10.16.11.10 - 081114-P1-D | Type Di3A.001, approximate dimensions 1060mm wide x 2155mm high | ECH | 1 | 12355 | 12355 | SAR | SC_Supply/Apply
Red Sea Museum-Bab El-Bunt _K0003 |  | RFQ-00030 | Sherif Mahmoud | Procurement | 2024-12-30 | Brass Work V1.0 | Approved | 10.16.11.10 - 081114-P2-C | Type Di3A.102, approximate dimensions 1060mm wide x 2155mm high | ECH | 1 | 1 | 13476.85 | 13476.85 | SC_Supply/Apply | سمير بن عبد الرحمن عبد العزيز الشبيلي | 10.16.11.10 - 081114-P2-C | Type Di3A.102, approximate dimensions 1060mm wide x 2155mm high | ECH | 1 | 12355 | 12355 | SAR | SC_Supply/Apply
Red Sea Museum-Bab El-Bunt _K0003 |  | RFQ-00030 | Sherif Mahmoud | Procurement | 2024-12-30 | Brass Work V1.0 | Approved | 10.16.11.10 - 081114-P2-J | Type Di3B.200, approximate dimensions 1060mm wide x 2155mm high | ECH | 1 | 1 | 13476.85 | 13476.85 | SC_Supply/Apply | سمير بن عبد الرحمن عبد العزيز الشبيلي | 10.16.11.10 - 081114-P2-J | Type Di3B.200, approximate dimensions 1060mm wide x 2155mm high | ECH | 1 | 12355 | 12355 | SAR | SC_Supply/Apply
Red Sea Museum-Bab El-Bunt _K0003 |  | RFQ-00030 | Sherif Mahmoud | Procurement | 2024-12-30 | Brass Work V1.0 | Approved | 10.16.11.10 - 081114-P2-E | Type Di3A.205, approximate dimensions 1060mm wide x 2155mm high | ECH | 1 | 1 | 13476.85 | 13476.85 | SC_Supply/Apply | سمير بن عبد الرحمن عبد العزيز الشبيلي | 10.16.11.10 - 081114-P2-E | Type Di3A.205, approximate dimensions 1060mm wide x 2155mm high | ECH | 1 | 12355 | 12355 | SAR | SC_Supply/Apply
Red Sea Museum-Bab El-Bunt _K0003 |  | RFQ-00030 | Sherif Mahmoud | Procurement | 2024-12-30 | Brass Work V1.0 | Approved | 10.16.11.10 - 081114-P1-G | Type Di3A.004, approximate dimensions 1060mm wide x 2155mm high | ECH | 1 | 1 | 13476.85 | 13476.85 | SC_Supply/Apply | سمير بن عبد الرحمن عبد العزيز الشبيلي | 10.16.11.10 - 081114-P1-G | Type Di3A.004, approximate dimensions 1060mm wide x 2155mm high | ECH | 1 | 12355 | 12355 | SAR | SC_Supply/Apply
Red Sea Museum-Bab El-Bunt _K0003 |  | RFQ-00030 | Sherif Mahmoud | Procurement | 2024-12-30 | Brass Work V1.0 | Approved | 10.16.11.10 - 081114-P1-H | Type Di3A.005, approximate dimensions 1060mm wide x 2155mm high | ECH | 1 | 1 | 13476.85 | 13476.85 | SC_Supply/Apply | سمير بن عبد الرحمن عبد العزيز الشبيلي | 10.16.11.10 - 081114-P1-H | Type Di3A.005, approximate dimensions 1060mm wide x 2155mm high | ECH | 1 | 12355 | 12355 | SAR | SC_Supply/Apply
Red Sea Museum-Bab El-Bunt _K0003 |  | RFQ-00030 | Sherif Mahmoud | Procurement | 2024-12-30 | Brass Work V1.0 | Approved | 10.16.11.10 - 081114-P1-J | Type Di3A.006, approximate dimensions 1060mm wide x 2155mm high | ECH | 1 | 1 | 13476.85 | 13476.85 | SC_Supply/Apply | سمير بن عبد الرحمن عبد العزيز الشبيلي | 10.16.11.10 - 081114-P1-J | Type Di3A.006, approximate dimensions 1060mm wide x 2155mm high | ECH | 1 | 12355 | 12355 | SAR | SC_Supply/Apply
Rabigh CCPP-Civil _K0006 | K0006 | RFQ-00107 | Purchasing Engineers | Purchasing | 2024-12-30 | Chemical Package PR 851 | Approved | 09 96 00 PNT-0011 | Supplying; applying; high-performance coatings; dust proof; site applied paint; to internal elements; cementous surface; epoxy based paint; to walls under access floor; working height H≤3.5m; fire proofing duration 0 minutes; 3 layer; with (Var) microns total DFT; Final RAL as per the project approved color schedule.. | ECH | 7.04 | 7 | 625 | 4375 | MAT_Raw | Master Builders solution (Sika) | 09 96 00 PNT-0011 | Supplying; applying; high-performance coatings; dust proof; site applied paint; to internal elements; cementous surface; epoxy based paint; to walls under access floor; working height H≤3.5m; fire proofing duration 0 minutes; 3 layer; with (Var) microns total DFT; Final RAL as per the project approved color schedule.. | ECH | 7 | 565 | 3955 | SAR | MAT_Raw
MOC HQ at Diriyah _K0005 |  | RFQ-00051 | Ahmed Fouad | MEP (Electro Mechanical) | 2024-12-24 | Supply & Install MEP Items - First Floor | Approved | 12.12 - Section 15260 - Insulation and Lagging-158 | 32mm diameter | MTR | 468 | 156 | 26.92 | 4199.52 | SC_Supply/Apply | Garah Company | 12.12 - Section 15260 - Insulation and Lagging-158 | 32mm diameter | MTR | 156 | 42 | 6552 | SAR | SC_Supply/Apply
MOC HQ at Diriyah _K0005 |  | RFQ-00051 | Ahmed Fouad | MEP (Electro Mechanical) | 2024-12-24 | Supply & Install MEP Items - First Floor | Approved | 12.12 - Section 15260 - Insulation and Lagging-160 | 50mm diameter | MTR | 866 | 289 | 19.05 | 5505.45 | SC_Supply/Apply | Garah Company | 12.12 - Section 15260 - Insulation and Lagging-160 | 50mm diameter | MTR | 289 | 53 | 15317 | SAR | SC_Supply/Apply
MOC HQ at Diriyah _K0005 |  | RFQ-00051 | Ahmed Fouad | MEP (Electro Mechanical) | 2024-12-24 | Supply & Install MEP Items - First Floor | Approved | 12.12 - Section 15260 - Insulation and Lagging-161 | 32mm diameter | MTR | 604.15 | 202 | 7.25 | 1464.5 | SC_Supply/Apply | Garah Company | 12.12 - Section 15260 - Insulation and Lagging-161 | 32mm diameter | MTR | 202 | 43 | 8686 | SAR | SC_Supply/Apply
MOC HQ at Diriyah _K0005 |  | RFQ-00051 | Ahmed Fouad | MEP (Electro Mechanical) | 2024-12-24 | Supply & Install MEP Items - First Floor | Approved | 12.12 - Section 15260 - Insulation and Lagging-162 | 40mm diameter | MTR | 458.82 | 153 | 12.21 | 1868.13 | SC_Supply/Apply | Garah Company | 12.12 - Section 15260 - Insulation and Lagging-162 | 40mm diameter | MTR | 153 | 44 | 6732 | SAR | SC_Supply/Apply
MOC HQ at Diriyah _K0005 |  | RFQ-00051 | Ahmed Fouad | MEP (Electro Mechanical) | 2024-12-24 | Supply & Install MEP Items - First Floor | Approved | 12.12 - Section 15260 - Insulation and Lagging-163 | 50mm diameter | MTR | 362.34 | 121 | 14.74 | 1783.54 | SC_Supply/Apply | Garah Company | 12.12 - Section 15260 - Insulation and Lagging-163 | 50mm diameter | MTR | 121 | 54 | 6534 | SAR | SC_Supply/Apply
MOC HQ at Diriyah _K0005 |  | RFQ-00051 | Ahmed Fouad | MEP (Electro Mechanical) | 2024-12-24 | Supply & Install MEP Items - First Floor | Approved | 12.12 - Section 15260 - Insulation and Lagging-163 | 15mm diameter | MTR | 3902.99 | 1301 | 4.17 | 5425.17 | SC_Supply/Apply | Garah Company | 12.12 - Section 15260 - Insulation and Lagging-163 | 15mm diameter | MTR | 1301 | 38 | 49438 | SAR | SC_Supply/Apply
MOC HQ at Diriyah _K0005 |  | RFQ-00051 | Ahmed Fouad | MEP (Electro Mechanical) | 2024-12-24 | Supply & Install MEP Items - First Floor | Approved | 12.12 - Section 15260 - Insulation and Lagging-163 | 20mm diameter | MTR | 1033.56 | 345 | 4.17 | 1438.65 | SC_Supply/Apply | Garah Company | 12.12 - Section 15260 - Insulation and Lagging-163 | 20mm diameter | MTR | 345 | 39 | 13455 | SAR | SC_Supply/Apply
MOC HQ at Diriyah _K0005 |  | RFQ-00051 | Ahmed Fouad | MEP (Electro Mechanical) | 2024-12-24 | Supply & Install MEP Items - First Floor | Approved | 12.12 - Section 15260 - Insulation and Lagging-163 | 25mm diameter | MTR | 629.01 | 210 | 4.17 | 875.7 | SC_Supply/Apply | Garah Company | 12.12 - Section 15260 - Insulation and Lagging-163 | 25mm diameter | MTR | 210 | 47 | 9870 | SAR | SC_Supply/Apply
MOC HQ at Diriyah _K0005 |  | RFQ-00051 | Ahmed Fouad | MEP (Electro Mechanical) | 2024-12-24 | Supply & Install MEP Items - First Floor | Approved | 12.12 - Section 15260 - Insulation and Lagging-164 | 65mm diameter | MTR | 394.75 | 132 | 15.5 | 2046 | SC_Supply/Apply | Garah Company | 12.12 - Section 15260 - Insulation and Lagging-164 | 65mm diameter | MTR | 132 | 60 | 7920 | SAR | SC_Supply/Apply
MOC HQ at Diriyah _K0005 |  | RFQ-00051 | Ahmed Fouad | MEP (Electro Mechanical) | 2024-12-24 | Supply & Install MEP Items - First Floor | Approved | 12.12 - Section 15260 - Insulation and Lagging-165 | 80mm diameter | MTR | 143.68 | 48 | 101.06 | 4850.88 | SC_Supply/Apply | Garah Company | 12.12 - Section 15260 - Insulation and Lagging-165 | 80mm diameter | MTR | 48 | 64 | 3072 | SAR | SC_Supply/Apply
MOC HQ at Diriyah _K0005 |  | RFQ-00051 | Ahmed Fouad | MEP (Electro Mechanical) | 2024-12-24 | Supply & Install MEP Items - First Floor | Approved | 12.12 - Section 15260 - Insulation and Lagging-166 | 100mm diameter | MTR | 472.71 | 158 | 18.28 | 2888.24 | SC_Supply/Apply | Garah Company | 12.12 - Section 15260 - Insulation and Lagging-166 | 100mm diameter | MTR | 158 | 80 | 12640 | SAR | SC_Supply/Apply
MOC HQ at Diriyah _K0005 |  | RFQ-00051 | Ahmed Fouad | MEP (Electro Mechanical) | 2024-12-24 | Supply & Install MEP Items - First Floor | Approved | 12.12 - Section 15260 - Insulation and Lagging-168 | 150mm diameter | MTR | 75 | 25 | 148 | 3700 | SC_Supply/Apply | Garah Company | 12.12 - Section 15260 - Insulation and Lagging-168 | 150mm diameter | MTR | 25 | 107 | 2675 | SAR | SC_Supply/Apply
MOC HQ at Diriyah _K0005 |  | RFQ-00051 | Ahmed Fouad | MEP (Electro Mechanical) | 2024-12-24 | Supply & Install MEP Items - First Floor | Approved | 12.10 - Section 15060 - Pipe Works and Fittings-40 | 110mm diameter | MTR | 60 | 20 | 240 | 4800 | SC_Supply/Apply | Garah Company | 12.10 - Section 15060 - Pipe Works and Fittings-40 | 110mm diameter | MTR | 20 | 177 | 3540 | SAR | SC_Supply/Apply
MOC HQ at Diriyah _K0005 |  | RFQ-00051 | Ahmed Fouad | MEP (Electro Mechanical) | 2024-12-24 | Supply & Install MEP Items - First Floor | Approved | 12.10 - Section 15060 - Pipe Works and Fittings-39 | 75mm diameter | MTR | 364 | 122 | 119.09 | 14528.98 | SC_Supply/Apply | Garah Company | 12.10 - Section 15060 - Pipe Works and Fittings-39 | 75mm diameter | MTR | 122 | 105 | 12810 | SAR | SC_Supply/Apply
MOC HQ at Diriyah _K0005 |  | RFQ-00051 | Ahmed Fouad | MEP (Electro Mechanical) | 2024-12-24 | Supply & Install MEP Items - First Floor | Approved | 12.12 - Section 15100 - Valves and Specialties-141 | 50mm Drain Valve | ECH | 4 | 2 | 4521.46 | 9042.92 | SC_Supply/Apply | Garah Company | 12.12 - Section 15100 - Valves and Specialties-141 | 50mm Drain Valve | ECH | 2 | 1332 | 2664 | SAR | SC_Supply/Apply
MOC HQ at Diriyah _K0005 |  | RFQ-00051 | Ahmed Fouad | MEP (Electro Mechanical) | 2024-12-24 | Supply & Install MEP Items - First Floor | Approved | 12.12 - Return linear slot diffusers - type R.L.S.D.-113 | S.L.S.D. 2 slots (25mm), L=4.0m | ECH | 348 | 116 | 23.92 | 2774.72 | SC_Supply/Apply | Garah Company | 12.12 - Return linear slot diffusers - type R.L.S.D.-113 | S.L.S.D. 2 slots (25mm), L=4.0m | ECH | 116 | 663 | 76908 | SAR | SC_Supply/Apply
MOC HQ at Diriyah _K0005 |  | RFQ-00051 | Ahmed Fouad | MEP (Electro Mechanical) | 2024-12-24 | Supply & Install MEP Items - First Floor | Approved | 12.12 - Return linear slot diffusers - type R.L.S.D.-111 | S.L.S.D. 2 slots (25mm), L=2.0m | ECH | 18 | 6 | 1020 | 6120 | SC_Supply/Apply | Garah Company | 12.12 - Return linear slot diffusers - type R.L.S.D.-111 | S.L.S.D. 2 slots (25mm), L=2.0m | ECH | 6 | 332 | 1992 | SAR | SC_Supply/Apply
MOC HQ at Diriyah _K0005 |  | RFQ-00051 | Ahmed Fouad | MEP (Electro Mechanical) | 2024-12-24 | Supply & Install MEP Items - First Floor | Approved | 12.12 - Return linear slot diffusers - type R.L.S.D.-112 | S.L.S.D. 2 slots (25mm), L=3.0m | ECH | 16 | 6 | 302.81 | 1816.86 | SC_Supply/Apply | Garah Company | 12.12 - Return linear slot diffusers - type R.L.S.D.-112 | S.L.S.D. 2 slots (25mm), L=3.0m | ECH | 6 | 497 | 2982 | SAR | SC_Supply/Apply
MOC HQ at Diriyah _K0005 |  | RFQ-00051 | Ahmed Fouad | MEP (Electro Mechanical) | 2024-12-24 | Supply & Install MEP Items - First Floor | Approved | 13.10.10 - Sub Main Distribution Board-D | MCC for Mechanical Equipments | ECH | 12 | 4 | 5000 | 20000 | SC_Apply | Garah Company | 13.10.10 - Sub Main Distribution Board-D | MCC for Mechanical Equipments | ECH | 4 | 5293 | 21172 | SAR | SC_Apply
MOC HQ at Diriyah _K0005 |  | RFQ-00051 | Ahmed Fouad | MEP (Electro Mechanical) | 2024-12-24 | Supply & Install MEP Items - First Floor | Approved | 13.10.10 - Sub Main Distribution Board-A | SMDB (Form2b -630A incomer,12 no outgoing ) | ECH | 7 | 2 | 42857.14 | 85714.28 | SC_Supply/Apply | Garah Company | 13.10.10 - Sub Main Distribution Board-A | SMDB (Form2b -630A incomer,12 no outgoing ) | ECH | 2 | 8990 | 17980 | SAR | SC_Supply/Apply
MOC HQ at Diriyah _K0005 |  | RFQ-00051 | Ahmed Fouad | MEP (Electro Mechanical) | 2024-12-24 | Supply & Install MEP Items - First Floor | Approved | 13.10.10 - Sub Main Distribution Board-B | DB-Lighting ,power ( 6 Lighting Panel + 2 Power Panel per each floor) ''63A incomer,12 way'' | ECH | 67 | 22 | 1432.84 | 31522.48 | SC_Supply/Apply | Garah Company | 13.10.10 - Sub Main Distribution Board-B | DB-Lighting ,power ( 6 Lighting Panel + 2 Power Panel per each floor) ''63A incomer,12 way'' | ECH | 22 | 1813 | 39886 | SAR | SC_Supply/Apply
MOC HQ at Diriyah _K0005 |  | RFQ-00051 | Ahmed Fouad | MEP (Electro Mechanical) | 2024-12-24 | Supply & Install MEP Items - First Floor | Approved | 13.10.10 - Sub Main Distribution Board-C | DB- HVAC for FCU (100 A Incoming ) | ECH | 22 | 7 | 4363.64 | 30545.48 | SC_Supply/Apply | Garah Company | 13.10.10 - Sub Main Distribution Board-C | DB- HVAC for FCU (100 A Incoming ) | ECH | 7 | 2175 | 15225 | SAR | SC_Supply/Apply
MOC HQ at Diriyah _K0005 |  | RFQ-00051 | Ahmed Fouad | MEP (Electro Mechanical) | 2024-12-24 | Supply & Install MEP Items - First Floor | Approved | 13.10.13 - Enclosed Switches and Isolators-A | 20A, 2P, 230V, Non fused Disconnect Switch | ECH | 33 | 11 | 4167.85 | 45846.35 | SC_Supply/Apply | Garah Company | 13.10.13 - Enclosed Switches and Isolators-A | 20A, 2P, 230V, Non fused Disconnect Switch | ECH | 11 | 649 | 7139 | SAR | SC_Supply/Apply
MOC HQ at Diriyah _K0005 |  | RFQ-00051 | Ahmed Fouad | MEP (Electro Mechanical) | 2024-12-24 | Supply & Install MEP Items - First Floor | Approved | 13.10.14 - CONTAINMENT -B | Cable trunking 150x50mm | MTR | 2193 | 731 | 12.48 | 9122.88 | SC_Supply/Apply | Garah Company | 13.10.14 - CONTAINMENT -B | Cable trunking 150x50mm | MTR | 731 | 160 | 116960 | SAR | SC_Supply/Apply
MOC HQ at Diriyah _K0005 |  | RFQ-00051 | Ahmed Fouad | MEP (Electro Mechanical) | 2024-12-24 | Supply & Install MEP Items - First Floor | Approved | 13.10.14 - CONTAINMENT -B | Cable trunking 150x100mm | MTR | 560 | 187 | 12.48 | 2333.76 | SC_Supply/Apply | Garah Company | 13.10.14 - CONTAINMENT -B | Cable trunking 150x100mm | MTR | 187 | 184 | 34408 | SAR | SC_Supply/Apply
MOC HQ at Diriyah _K0005 |  | RFQ-00051 | Ahmed Fouad | MEP (Electro Mechanical) | 2024-12-24 | Supply & Install MEP Items - First Floor | Approved | 13.10.14 - CONTAINMENT -D | Cable Tray 100x50 mm | MTR | 1997 | 666 | 2.2 | 1465.2 | SC_Supply/Apply | Garah Company | 13.10.14 - CONTAINMENT -D | Cable Tray 100x50 mm | MTR | 666 | 93 | 61938 | SAR | SC_Supply/Apply
MOC HQ at Diriyah _K0005 |  | RFQ-00051 | Ahmed Fouad | MEP (Electro Mechanical) | 2024-12-24 | Supply & Install MEP Items - First Floor | Approved | 13.10.14 - CONTAINMENT -E | Cable Tray 150x100 mm | MTR | 13 | 5 | 3.99 | 19.95 | SC_Supply/Apply | Garah Company | 13.10.14 - CONTAINMENT -E | Cable Tray 150x100 mm | MTR | 5 | 110 | 550 | SAR | SC_Supply/Apply
MOC HQ at Diriyah _K0005 |  | RFQ-00051 | Ahmed Fouad | MEP (Electro Mechanical) | 2024-12-24 | Supply & Install MEP Items - First Floor | Approved | 13.10.14 - CONTAINMENT -F | Cable Tray 200x100 mm | MTR | 744 | 248 | 8.3 | 2058.4 | SC_Supply/Apply | Garah Company | 13.10.14 - CONTAINMENT -F | Cable Tray 200x100 mm | MTR | 248 | 129 | 31992 | SAR | SC_Supply/Apply
MOC HQ at Diriyah _K0005 |  | RFQ-00051 | Ahmed Fouad | MEP (Electro Mechanical) | 2024-12-24 | Supply & Install MEP Items - First Floor | Approved | 13.10.14 - CONTAINMENT -G | Cable Tray 300x100 mm | MTR | 918 | 306 | 23.42 | 7166.52 | SC_Supply/Apply | Garah Company | 13.10.14 - CONTAINMENT -G | Cable Tray 300x100 mm | MTR | 306 | 164 | 50184 | SAR | SC_Supply/Apply
MOC HQ at Diriyah _K0005 |  | RFQ-00051 | Ahmed Fouad | MEP (Electro Mechanical) | 2024-12-24 | Supply & Install MEP Items - First Floor | Approved | 13.10.14 - CONTAINMENT -E | Cable Tray 400x50mm | MTR | 495 | 165 | 3.99 | 658.35 | SC_Supply/Apply | Garah Company | 13.10.14 - CONTAINMENT -E | Cable Tray 400x50mm | MTR | 165 | 239 | 39435 | SAR | SC_Supply/Apply
MOC HQ at Diriyah _K0005 |  | RFQ-00051 | Ahmed Fouad | MEP (Electro Mechanical) | 2024-12-24 | Supply & Install MEP Items - First Floor | Approved | 13.10.14 - CONTAINMENT -E | Cable Tray 500x50mm | MTR | 215 | 72 | 3.99 | 287.28 | SC_Supply/Apply | Garah Company | 13.10.14 - CONTAINMENT -E | Cable Tray 500x50mm | MTR | 72 | 265 | 19080 | SAR | SC_Supply/Apply
MOC HQ at Diriyah _K0005 |  | RFQ-00051 | Ahmed Fouad | MEP (Electro Mechanical) | 2024-12-24 | Supply & Install MEP Items - First Floor | Approved | 13.10.14 - CONTAINMENT -E | Cable Tray 600x100mm | MTR | 613 | 205 | 3.99 | 817.95 | SC_Supply/Apply | Garah Company | 13.10.14 - CONTAINMENT -E | Cable Tray 600x100mm | MTR | 205 | 299 | 61295 | SAR | SC_Supply/Apply
MOC HQ at Diriyah _K0005 |  | RFQ-00051 | Ahmed Fouad | MEP (Electro Mechanical) | 2024-12-24 | Supply & Install MEP Items - First Floor | Approved | 13.10.14 - CONTAINMENT -E | Cable Tray 900x100mm | MTR | 206 | 69 | 3.99 | 275.31 | SC_Supply/Apply | Garah Company | 13.10.14 - CONTAINMENT -E | Cable Tray 900x100mm | MTR | 69 | 388 | 26772 | SAR | SC_Supply/Apply
MOC HQ at Diriyah _K0005 |  | RFQ-00051 | Ahmed Fouad | MEP (Electro Mechanical) | 2024-12-24 | Supply & Install MEP Items - First Floor | Approved | 13.10.14 - CONTAINMENT -A | Cable trunking 100x50 mm | MTR | 1850 | 617 | 4.79 | 2955.43 | SC_Supply/Apply | Garah Company | 13.10.14 - CONTAINMENT -A | Cable trunking 100x50 mm | MTR | 617 | 135 | 83295 | SAR | SC_Supply/Apply
MOC HQ at Diriyah _K0005 |  | RFQ-00051 | Ahmed Fouad | MEP (Electro Mechanical) | 2024-12-24 | Supply & Install MEP Items - First Floor | Approved | 13.10.14 - CONTAINMENT -B | Cable trunking 100x100 mm | MTR | 1274 | 425 | 35.38 | 15036.5 | SC_Supply/Apply | Garah Company | 13.10.14 - CONTAINMENT -B | Cable trunking 100x100 mm | MTR | 425 | 154 | 65450 | SAR | SC_Supply/Apply
MOC HQ at Diriyah _K0005 |  | RFQ-00051 | Ahmed Fouad | MEP (Electro Mechanical) | 2024-12-24 | Supply & Install MEP Items - First Floor | Approved | 13.10.15 - LV Cables-B | 4C x 150 sq.mm XLPE/LSZH + 1C x 70 sq.mm LSZH/Cu Y/G ECC | MTR | 660 | 220 | 1235.47 | 271803.4 | SC_Supply/Apply | Garah Company | 13.10.15 - LV Cables-B | 4C x 150 sq.mm XLPE/LSZH + 1C x 70 sq.mm LSZH/Cu Y/G ECC | MTR | 220 | 449 | 98780 | SAR | SC_Supply/Apply
MOC HQ at Diriyah _K0005 |  | RFQ-00051 | Ahmed Fouad | MEP (Electro Mechanical) | 2024-12-24 | Supply & Install MEP Items - First Floor | Approved | 13.10.15 - LV Cables-C | 4C x 120 sq.mm XLPE/LSZH + 1C x 70 sq.mm LSZH/Cu Y/G ECC | MTR | 198 | 66 | 953.47 | 62929.02 | SC_Supply/Apply | Garah Company | 13.10.15 - LV Cables-C | 4C x 120 sq.mm XLPE/LSZH + 1C x 70 sq.mm LSZH/Cu Y/G ECC | MTR | 66 | 384 | 25344 | SAR | SC_Supply/Apply
Damietta Container Terminal-Infra & Bldgs _0216 | 216 | RFQ-00130 | Purchasing Engineers | Purchasing | 2024-12-26 | Supply Interlock (PR_100804) | Approved | 10.22 - Infrastructure Package-9_Pavement-02780-9.4.1 | In meter square supply and install precast interlock thickness 10 cm 490kg /cm2 strength for roads as per approved sample. Rate to include 3 cm thick sand setting bed for leveling, filling joints and vibratory compaction. All complete as per the specs and direction of engineer, Samples must be submitted for approval prior to starting work. | SQM | 633167.93 | 25000 | 4.32 | 108000 | MAT_Raw | شركة عز الدين محمود طه محمود عوض و شريكه نيو كونكر | 10.22 - Infrastructure Package-9_Pavement-02780-9.4.1 | In meter square supply and install precast interlock thickness 10 cm 490kg /cm2 strength for roads as per approved sample. Rate to include 3 cm thick sand setting bed for leveling, filling joints and vibratory compaction. All complete as per the specs and direction of engineer, Samples must be submitted for approval prior to starting work. | SQM | 25000 | 335 | 8375000 | EGP | MAT_Raw
Creeks URBN K _0192 | 192 | RFQ-00058 | Purchasing Engineers | Purchasing | 2024-12-30 | Ready Mix Concrete (Till end 2024) | Approved | all buildings | Ready Mix Concrete 300 kg/cm2 cement content 350 kg/m3. | CBM | 576 | 576 | 1865 | 1074240 | RC | ELsewedy for readymix | all buildings | Ready Mix Concrete 300 kg/cm2 cement content 350 kg/m3. | CBM | 576 | 2126.1 | 1224633.6 | EGP | RC
Creeks URBN K _0192 | 192 | RFQ-00058 | Purchasing Engineers | Purchasing | 2024-12-30 | Ready Mix Concrete (Till end 2024) | Approved | all buildings | Ready Mix Concrete 400 kg/cm2 cement content 475kg/m3. | CBM | 147 | 147 | 2085 | 306495 | RC | ELsewedy for readymix | all buildings | Ready Mix Concrete 400 kg/cm2 cement content 475kg/m3. | CBM | 147 | 2376.9 | 349404.3 | EGP | RC
Katameya Creeks | 138 | RFQ-00174 | Purchasing Engineers | Purchasing | 2024-12-30 | Ready Mix Concrete (Till end 2024) | Approved | All Buildings | Supply Ready Mix Concrete Compressive Strength 200 Kg/cm2 OPC 280 Kg/m3 Including Water, Sand, Cement and all Required Additives According to Approved Trial Mix And Specifications. | CBM | 114 | 114 | 1667 | 190038 | RC | ELsewedy for readymix | All Buildings | Supply Ready Mix Concrete Compressive Strength 200 Kg/cm2 OPC 280 Kg/m3 Including Water, Sand, Cement and all Required Additives According to Approved Trial Mix And Specifications. | CBM | 114 | 1900.38 | 216643.32 | EGP | RC
Katameya Creeks | 138 | RFQ-00174 | Purchasing Engineers | Purchasing | 2024-12-30 | Ready Mix Concrete (Till end 2024) | Approved | All Buildings | Supply Ready Mix Concrete Compressive Strength 350 Kg/cm2 OPC 400 Kg/m3 Including Water, Sand, Cement and all Required Additives According to Approved Trial Mix And Specifications. | CBM | 482 | 482 | 2005 | 966410 | RC | ELsewedy for readymix | All Buildings | Supply Ready Mix Concrete Compressive Strength 350 Kg/cm2 OPC 400 Kg/m3 Including Water, Sand, Cement and all Required Additives According to Approved Trial Mix And Specifications. | CBM | 482 | 2285.7 | 1101707.4 | EGP | RC
Katameya Creeks | 138 | RFQ-00174 | Purchasing Engineers | Purchasing | 2024-12-30 | Ready Mix Concrete (Till end 2024) | Approved | All Buildings | Supply Ready Mix Concrete Compressive Strength 350 Kg/cm2 (WP) OPC 400 Kg/m3 Including Water, Sand, Cement and all Required Additives According to Approved Trial Mix And Specifications. | CBM | 115 | 115 | 2030 | 233450 | RC | ELsewedy for readymix | All Buildings | Supply Ready Mix Concrete Compressive Strength 350 Kg/cm2 (WP) OPC 400 Kg/m3 Including Water, Sand, Cement and all Required Additives According to Approved Trial Mix And Specifications. | CBM | 115 | 2334.5 | 268467.5 | EGP | RC
Creeks URBN K _0192 | 192 | RFQ-00058 | Purchasing Engineers | Purchasing | 2024-12-30 | Ready Mix Concrete (Till end 2024) | Approved | all buildings | Ready Mix Concrete 200 kg/cm2 cement content 280 kg/m3. | CBM | 17 | 17 | 1667 | 28339 | RC | ELsewedy for readymix | all buildings | Ready Mix Concrete 200 kg/cm2 cement content 280 kg/m3. | CBM | 17 | 1900.38 | 32306.46 | EGP | RC
Damietta Container Terminal-Infra & Bldgs _0216 | 216 | RFQ-00136 | Purchasing Engineers | Purchasing | 2024-12-31 | Supply Curing Material (Araco Cure AS) PR - 106245 | Approved | Total | Araco Cure AS | LTR | 40000 | 20000 | 1.15 | 23000 | MAT_Raw | اراكو لمواد البناء و المقاولات | Total | Araco Cure AS | LTR | 20000 | 58 | 1160000 | EGP | MAT_Raw
Damietta Container Terminal-Infra & Bldgs _0216 | 216 | RFQ-00137 | Purchasing Engineers | Purchasing | 2024-12-31 | Supply Reinforcement (PR_104984) | Approved | Total | Steel Rebars 16 mm | TON | 4842.97 | 200 | 765.65 | 153130 | MAT_Raw | حديد المصريين لتجارة مواد البناء | Total | Steel Rebars 16 mm | TON | 200 | 34298.25 | 6859650 | EGP | MAT_Raw
ORA ZED-Ph 2-Pkgs A&D | 151 | RFQ-00111 | Purchasing Engineers | Purchasing | 2024-12-30 | concrete ready mix | Approved | Concrete | خرسانة جاهزة 200 محتوى 300 OPC | CBM | 90 | 90 | 874.8 | 78732 | SC_Supply | ELsewedy for readymix | Concrete | خرسانة جاهزة 200 محتوى 300 OPC | CBM | 90 | 2116.98 | 190528.2 | EGP | SC_Supply
ORA ZED-Ph 2-Pkgs A&D | 151 | RFQ-00111 | Purchasing Engineers | Purchasing | 2024-12-30 | concrete ready mix | Approved | Concrete | خرسانة جاهزة 400 محتوى 430 OPC | CBM | 19 | 19 | 1279.6 | 24312.4 | SC_Supply | ELsewedy for readymix | Concrete | خرسانة جاهزة 400 محتوى 430 OPC | CBM | 19 | 2572.98 | 48886.62 | EGP | SC_Supply
Katameya Creeks | 138 | RFQ-00178 | Purchasing Engineers | Purchasing | 2024-12-30 | Dry Mix PR 106212 | Approved | All Buildings | Webercol Plus | TON | 5 | 5 | 0 | 0 | SC_Supply | المتحدة للبويات والكيماويات | All Buildings | Webercol Plus | TON | 5 | 10974.5 | 54872.5 | EGP | SC_Supply
ORA ZED-Ph 2-Pkgs A&D | 151 | RFQ-00104 | Purchasing Engineers | Purchasing | 2024-12-22 | supply paintings (PR NO.98724-98985) | Approved | All areas | سافيتو سيل 1120 | KGR | 6921 | 2150 | 24.2 | 52030 | MAT_Raw | سامينا للاستيراد والتوكيلات التجارية | All areas | سافيتو سيل 1120 | KGR | 2150 | 35.77 | 76905.5 | EGP | MAT_Raw
ORA ZED-Ph 2-Pkgs A&D | 151 | RFQ-00104 | Purchasing Engineers | Purchasing | 2024-12-22 | supply paintings (PR NO.98724-98985) | Approved | All areas | سافيتو أبيض M9392 | KGR | 16100 | 3085 | 4.01 | 12370.85 | MAT_Raw | سامينا للاستيراد والتوكيلات التجارية | All areas | سافيتو أبيض M9392 | KGR | 3085 | 4.83 | 14900.55 | EGP | MAT_Raw
ORA ZED-Ph 2-Pkgs A&D | 151 | RFQ-00104 | Purchasing Engineers | Purchasing | 2024-12-22 | supply paintings (PR NO.98724-98985) | Approved | All areas | سافيتو بيج غامق M9410 | KGR | 450 | 280 | 4.01 | 1122.8 | MAT_Raw | سامينا للاستيراد والتوكيلات التجارية | All areas | سافيتو بيج غامق M9410 | KGR | 280 | 13.46 | 3768.8 | EGP | MAT_Raw
ORA ZED-Ph 2-Pkgs A&D | 151 | RFQ-00104 | Purchasing Engineers | Purchasing | 2024-12-22 | supply paintings (PR NO.98724-98985) | Approved | All areas | سافيتو بيج غامق F8727 | KGR | 750 | 416 | 29.4 | 12230.4 | MAT_Raw | سامينا للاستيراد والتوكيلات التجارية | All areas | سافيتو بيج غامق F8727 | KGR | 416 | 27.91 | 11610.56 | EGP | MAT_Raw
ORA ZED-Ph 2-Pkgs A&D | 151 | RFQ-00104 | Purchasing Engineers | Purchasing | 2024-12-22 | supply paintings (PR NO.98724-98985) | Approved | All areas | سافيتو Smooth Render M9223 | Bag | 214 | 214 | 200.6 | 42928.4 | MAT_Raw | سامينا للاستيراد والتوكيلات التجارية | All areas | سافيتو Smooth Render M9223 | Bag | 214 | 231.5 | 49541 | EGP | MAT_Raw
Creeks URBN K _0192 | 192 | RFQ-00059 | Purchasing Engineers | Purchasing | 2024-12-30 | PR 105475 | Approved | all buildings | كيما بوكس 165 | CAN | 100 | 100 | 0 | 0 | SC_Supply | كيماويات البناء الحديث الدولية | all buildings | كيما بوكس 165 | CAN | 100 | 176.13 | 17613 | EGP | SC_Supply
Mivida BP#189 | 170 | RFQ-00188 | Purchasing Engineers | Purchasing | 2024-12-30 | Geotextile PR 105322 | Approved | 401.all | Geotextile 150gm/m2 | ECH | 2000 | 2000 | 0 | 0 | MAT_Raw | اراسيا بلاستيك للعزل و التبطين | 401.all | Geotextile 150gm/m2 | ECH | 2000 | 12 | 24000 | EGP | MAT_Raw
MOC HQ at Diriyah _K0005 |  | RFQ-00051 | Ahmed Fouad | MEP (Electro Mechanical) | 2024-12-24 | Supply & Install MEP Items - First Floor | Approved | 13.10.15 - LV Cables-D | 4C x 35 sq.mm XLPE/SWA/PVC- + 1C x 25 sq.mm LSZH/Cu Y/G ECC | MTR | 176 | 59 | 1726.27 | 101849.93 | SC_Supply/Apply | Garah Company | 13.10.15 - LV Cables-D | 4C x 35 sq.mm XLPE/SWA/PVC- + 1C x 25 sq.mm LSZH/Cu Y/G ECC | MTR | 59 | 120 | 7080 | SAR | SC_Supply/Apply
MOC HQ at Diriyah _K0005 |  | RFQ-00051 | Ahmed Fouad | MEP (Electro Mechanical) | 2024-12-24 | Supply & Install MEP Items - First Floor | Approved | 13.10.15 - LV Cables-E | 4C x 25 sq.mm XLPE/SWA/PVC- + 1C x 16 sq.mm LSZH/Cu Y/G ECC | MTR | 1947 | 649 | 128.36 | 83305.64 | SC_Supply/Apply | Garah Company | 13.10.15 - LV Cables-E | 4C x 25 sq.mm XLPE/SWA/PVC- + 1C x 16 sq.mm LSZH/Cu Y/G ECC | MTR | 649 | 95 | 61655 | SAR | SC_Supply/Apply
MOC HQ at Diriyah _K0005 |  | RFQ-00051 | Ahmed Fouad | MEP (Electro Mechanical) | 2024-12-24 | Supply & Install MEP Items - First Floor | Approved | 13.10.15 - LV Cables-F | 4C x 16 sq.mm XLPE/SWA/PVC- + 1C x 10 sq.mm LSZH/Cu Y/G ECC- | MTR | 950 | 317 | 279.28 | 88531.76 | SC_Supply/Apply | Garah Company | 13.10.15 - LV Cables-F | 4C x 16 sq.mm XLPE/SWA/PVC- + 1C x 10 sq.mm LSZH/Cu Y/G ECC- | MTR | 317 | 63 | 19971 | SAR | SC_Supply/Apply
MOC HQ at Diriyah _K0005 |  | RFQ-00051 | Ahmed Fouad | MEP (Electro Mechanical) | 2024-12-24 | Supply & Install MEP Items - First Floor | Approved | 13.10.15 - LV Cables-G | 4C x 10 sq.mm XLPE/SWA/PVC- + 1C x 10 sq.mm LSZH/Cu Y/G ECC- | MTR | 2442 | 814 | 135.14 | 110003.96 | SC_Supply/Apply | Garah Company | 13.10.15 - LV Cables-G | 4C x 10 sq.mm XLPE/SWA/PVC- + 1C x 10 sq.mm LSZH/Cu Y/G ECC- | MTR | 814 | 48 | 39072 | SAR | SC_Supply/Apply
MOC HQ at Diriyah _K0005 |  | RFQ-00051 | Ahmed Fouad | MEP (Electro Mechanical) | 2024-12-24 | Supply & Install MEP Items - First Floor | Approved | 13.10.19 - SMALL POWER INSTALLATION-K | 13A Twin switched socket outlet - point | ECH | 825 | 275 | 84.36 | 23199 | SC_Supply/Apply | Garah Company | 13.10.19 - SMALL POWER INSTALLATION-K | 13A Twin switched socket outlet - point | ECH | 275 | 289 | 79475 | SAR | SC_Supply/Apply
MOC HQ at Diriyah _K0005 |  | RFQ-00051 | Ahmed Fouad | MEP (Electro Mechanical) | 2024-12-24 | Supply & Install MEP Items - First Floor | Approved | 13.10.19 - SMALL POWER INSTALLATION-L | 13A Single switched socket outlet - point | ECH | 893 | 298 | 21.72 | 6472.56 | SC_Supply/Apply | Garah Company | 13.10.19 - SMALL POWER INSTALLATION-L | 13A Single switched socket outlet - point | ECH | 298 | 289 | 86122 | SAR | SC_Supply/Apply
MOC HQ at Diriyah _K0005 |  | RFQ-00051 | Ahmed Fouad | MEP (Electro Mechanical) | 2024-12-24 | Supply & Install MEP Items - First Floor | Approved | 13.10.18 - SMALL POWER INSTALLATION-A | 13A Twin switched socket outlet - point | ECH | 825 | 275 | 488.68 | 134387 | SC_Supply/Apply | Garah Company | 13.10.18 - SMALL POWER INSTALLATION-A | 13A Twin switched socket outlet - point | ECH | 275 | 133 | 36575 | SAR | SC_Supply/Apply
MOC HQ at Diriyah _K0005 |  | RFQ-00051 | Ahmed Fouad | MEP (Electro Mechanical) | 2024-12-24 | Supply & Install MEP Items - First Floor | Approved | 13.10.18 - SMALL POWER INSTALLATION-B | 13A Single switched socket outlet - point | ECH | 893 | 298 | 200.69 | 59805.62 | SC_Supply/Apply | Garah Company | 13.10.18 - SMALL POWER INSTALLATION-B | 13A Single switched socket outlet - point | ECH | 298 | 93 | 27714 | SAR | SC_Supply/Apply
MOC HQ at Diriyah _K0005 |  | RFQ-00051 | Ahmed Fouad | MEP (Electro Mechanical) | 2024-12-24 | Supply & Install MEP Items - First Floor | Approved | 13.10.19 - SMALL POWER INSTALLATION-AF | FLOOR MOUNTED UNSWITCHED ELECTRICAL OUTLET (2P+E) 13A/240V FED FROM UPS PANELBOARD | ECH | 18 | 6 | 960.79 | 5764.74 | SC_Supply/Apply | Garah Company | 13.10.19 - SMALL POWER INSTALLATION-AF | FLOOR MOUNTED UNSWITCHED ELECTRICAL OUTLET (2P+E) 13A/240V FED FROM UPS PANELBOARD | ECH | 6 | 346 | 2076 | SAR | SC_Supply/Apply
MOC HQ at Diriyah _K0005 |  | RFQ-00051 | Ahmed Fouad | MEP (Electro Mechanical) | 2024-12-24 | Supply & Install MEP Items - First Floor | Approved | 13.10.18 - SMALL POWER INSTALLATION-W | FURNITURE MOUNTED BOX CONTAINING DUPLEX SOCKET (2P+E) 13A/240V FED FROM NORMAL PANELBOARD, HDMI OUTLET AND USB TYPE-C - Point | ECH | 59 | 20 | 796.87 | 15937.4 | SC_Supply/Apply | Garah Company | 13.10.18 - SMALL POWER INSTALLATION-W | FURNITURE MOUNTED BOX CONTAINING DUPLEX SOCKET (2P+E) 13A/240V FED FROM NORMAL PANELBOARD, HDMI OUTLET AND USB TYPE-C - Point | ECH | 20 | 613 | 12260 | SAR | SC_Supply/Apply
MOC HQ at Diriyah _K0005 |  | RFQ-00051 | Ahmed Fouad | MEP (Electro Mechanical) | 2024-12-24 | Supply & Install MEP Items - First Floor | Approved | 13.10.18 - SMALL POWER INSTALLATION-X | FURNITURE MOUNTED DUPLEX SOCKET OUTLET (2P+E) 13A/240V FED FROM NORMAL PANELBOARD. - Point | ECH | 2207 | 736 | 796.87 | 586496.32 | SC_Supply/Apply | Garah Company | 13.10.18 - SMALL POWER INSTALLATION-X | FURNITURE MOUNTED DUPLEX SOCKET OUTLET (2P+E) 13A/240V FED FROM NORMAL PANELBOARD. - Point | ECH | 736 | 346 | 254656 | SAR | SC_Supply/Apply
MOC HQ at Diriyah _K0005 |  | RFQ-00051 | Ahmed Fouad | MEP (Electro Mechanical) | 2024-12-24 | Supply & Install MEP Items - First Floor | Approved | 13.10.18 - SMALL POWER INSTALLATION-Y | CEILING MOUNTED UNSWITCHED ELECTRICAL OUTLET (2P+E) 13A/240V FED FROM NORMAL PANELBOARD - Point | ECH | 6 | 2 | 796.87 | 1593.74 | SC_Supply/Apply | Garah Company | 13.10.18 - SMALL POWER INSTALLATION-Y | CEILING MOUNTED UNSWITCHED ELECTRICAL OUTLET (2P+E) 13A/240V FED FROM NORMAL PANELBOARD - Point | ECH | 2 | 346 | 692 | SAR | SC_Supply/Apply
MOC HQ at Diriyah _K0005 |  | RFQ-00051 | Ahmed Fouad | MEP (Electro Mechanical) | 2024-12-24 | Supply & Install MEP Items - First Floor | Approved | 13.10.18 - SMALL POWER INSTALLATION-Z | FLOOR MOUNTED UNSWITCHED ELECTRICAL OUTLET (2P+E) 13A/240V FED FROM UPS PANELBOARD - Point | ECH | 18 | 6 | 796.87 | 4781.22 | SC_Supply/Apply | Garah Company | 13.10.18 - SMALL POWER INSTALLATION-Z | FLOOR MOUNTED UNSWITCHED ELECTRICAL OUTLET (2P+E) 13A/240V FED FROM UPS PANELBOARD - Point | ECH | 6 | 544 | 3264 | SAR | SC_Supply/Apply
MOC HQ at Diriyah _K0005 |  | RFQ-00051 | Ahmed Fouad | MEP (Electro Mechanical) | 2024-12-24 | Supply & Install MEP Items - First Floor | Approved | 13.10.19 - SMALL POWER INSTALLATION-M | 20A Fused connection with outlet plate - point | ECH | 145 | 49 | 5.52 | 270.48 | SC_Supply/Apply | Garah Company | 13.10.19 - SMALL POWER INSTALLATION-M | 20A Fused connection with outlet plate - point | ECH | 49 | 289 | 14161 | SAR | SC_Supply/Apply
MOC HQ at Diriyah _K0005 |  | RFQ-00051 | Ahmed Fouad | MEP (Electro Mechanical) | 2024-12-24 | Supply & Install MEP Items - First Floor | Approved | 13.10.19 - SMALL POWER INSTALLATION-N | 20A switched fuse connection unit for VAV | ECH | 127 | 43 | 555.65 | 23892.95 | SC_Supply/Apply | Garah Company | 13.10.19 - SMALL POWER INSTALLATION-N | 20A switched fuse connection unit for VAV | ECH | 43 | 289 | 12427 | SAR | SC_Supply/Apply
MOC HQ at Diriyah _K0005 |  | RFQ-00051 | Ahmed Fouad | MEP (Electro Mechanical) | 2024-12-24 | Supply & Install MEP Items - First Floor | Approved | 13.10.19 - SMALL POWER INSTALLATION-O | 20A switched fuse connection unit for FCU | ECH | 434 | 145 | 13.55 | 1964.75 | SC_Supply/Apply | Garah Company | 13.10.19 - SMALL POWER INSTALLATION-O | 20A switched fuse connection unit for FCU | ECH | 145 | 289 | 41905 | SAR | SC_Supply/Apply
MOC HQ at Diriyah _K0005 |  | RFQ-00051 | Ahmed Fouad | MEP (Electro Mechanical) | 2024-12-24 | Supply & Install MEP Items - First Floor | Approved | 13.10.19 - SMALL POWER INSTALLATION-Q | 20A Spur outlet for WH - point | ECH | 57 | 19 | 20.79 | 395.01 | SC_Supply/Apply | Garah Company | 13.10.19 - SMALL POWER INSTALLATION-Q | 20A Spur outlet for WH - point | ECH | 19 | 307 | 5833 | SAR | SC_Supply/Apply
MOC HQ at Diriyah _K0005 |  | RFQ-00051 | Ahmed Fouad | MEP (Electro Mechanical) | 2024-12-24 | Supply & Install MEP Items - First Floor | Approved | 13.10.19 - SMALL POWER INSTALLATION-R | 20A DP Switch t for WH - point | ECH | 57 | 19 | 20.79 | 395.01 | SC_Supply/Apply | Garah Company | 13.10.19 - SMALL POWER INSTALLATION-R | 20A DP Switch t for WH - point | ECH | 19 | 307 | 5833 | SAR | SC_Supply/Apply
MOC HQ at Diriyah _K0005 |  | RFQ-00051 | Ahmed Fouad | MEP (Electro Mechanical) | 2024-12-24 | Supply & Install MEP Items - First Floor | Approved | 13.10.19 - SMALL POWER INSTALLATION-P | 13A Twin WP socket outlet | ECH | 39 | 16 | 960.79 | 15372.64 | SC_Supply/Apply | Garah Company | 13.10.19 - SMALL POWER INSTALLATION-P | 13A Twin WP socket outlet | ECH | 16 | 297 | 4752 | SAR | SC_Supply/Apply
MOC HQ at Diriyah _K0005 |  | RFQ-00051 | Ahmed Fouad | MEP (Electro Mechanical) | 2024-12-24 | Supply & Install MEP Items - First Floor | Approved | 13.10.19 - SMALL POWER INSTALLATION-S | 13A Single WP socket outlet | ECH | 1 | 1 | 960.79 | 960.79 | SC_Supply/Apply | Garah Company | 13.10.19 - SMALL POWER INSTALLATION-S | 13A Single WP socket outlet | ECH | 1 | 202 | 202 | SAR | SC_Supply/Apply
MOC HQ at Diriyah _K0005 |  | RFQ-00051 | Ahmed Fouad | MEP (Electro Mechanical) | 2024-12-24 | Supply & Install MEP Items - First Floor | Approved | 13.10.19 - SMALL POWER INSTALLATION-T | Floor Socket(Single Power-1 No) | ECH | 152 | 51 | 960.79 | 49000.29 | SC_Supply/Apply | Garah Company | 13.10.19 - SMALL POWER INSTALLATION-T | Floor Socket(Single Power-1 No) | ECH | 51 | 399 | 20349 | SAR | SC_Supply/Apply
MOC HQ at Diriyah _K0005 |  | RFQ-00051 | Ahmed Fouad | MEP (Electro Mechanical) | 2024-12-24 | Supply & Install MEP Items - First Floor | Approved | 13.10.19 - SMALL POWER INSTALLATION-AA | Floor Socket(Twin Power-1 No) | ECH | 164 | 55 | 960.79 | 52843.45 | SC_Supply/Apply | Garah Company | 13.10.19 - SMALL POWER INSTALLATION-AA | Floor Socket(Twin Power-1 No) | ECH | 55 | 642 | 35310 | SAR | SC_Supply/Apply
MOC HQ at Diriyah _K0005 |  | RFQ-00051 | Ahmed Fouad | MEP (Electro Mechanical) | 2024-12-24 | Supply & Install MEP Items - First Floor | Approved | 13.10.19 - SMALL POWER INSTALLATION-AC | FURNITURE MOUNTED BOX CONTAINING DUPLEX SOCKET (2P+E) 13A/240V FED FROM NORMAL PANELBOARD, HDMI OUTLET AND USB TYPE-C | ECH | 59 | 20 | 960.79 | 19215.8 | SC_Supply/Apply | Garah Company | 13.10.19 - SMALL POWER INSTALLATION-AC | FURNITURE MOUNTED BOX CONTAINING DUPLEX SOCKET (2P+E) 13A/240V FED FROM NORMAL PANELBOARD, HDMI OUTLET AND USB TYPE-C | ECH | 20 | 752 | 15040 | SAR | SC_Supply/Apply
MOC HQ at Diriyah _K0005 |  | RFQ-00051 | Ahmed Fouad | MEP (Electro Mechanical) | 2024-12-24 | Supply & Install MEP Items - First Floor | Approved | 13.10.19 - SMALL POWER INSTALLATION-AD | FURNITURE MOUNTED DUPLEX SOCKET OUTLET (2P+E) 13A/240V FED FROM NORMAL PANELBOARD. | ECH | 2207 | 736 | 960.79 | 707141.44 | SC_Supply/Apply | Garah Company | 13.10.19 - SMALL POWER INSTALLATION-AD | FURNITURE MOUNTED DUPLEX SOCKET OUTLET (2P+E) 13A/240V FED FROM NORMAL PANELBOARD. | ECH | 736 | 475 | 349600 | SAR | SC_Supply/Apply
MOC HQ at Diriyah _K0005 |  | RFQ-00051 | Ahmed Fouad | MEP (Electro Mechanical) | 2024-12-24 | Supply & Install MEP Items - First Floor | Approved | 13.10.19 - SMALL POWER INSTALLATION-AE | CEILING MOUNTED UNSWITCHED ELECTRICAL OUTLET (2P+E) 13A/240V FED FROM NORMAL PANELBOARD | ECH | 6 | 2 | 960.79 | 1921.58 | SC_Supply/Apply | Garah Company | 13.10.19 - SMALL POWER INSTALLATION-AE | CEILING MOUNTED UNSWITCHED ELECTRICAL OUTLET (2P+E) 13A/240V FED FROM NORMAL PANELBOARD | ECH | 2 | 182 | 364 | SAR | SC_Supply/Apply
MOC HQ at Diriyah _K0005 |  | RFQ-00051 | Ahmed Fouad | MEP (Electro Mechanical) | 2024-12-24 | Supply & Install MEP Items - First Floor | Approved | 13.10.18 - SMALL POWER INSTALLATION-C | 20A Fused connection with outlet plate - point | ECH | 145 | 49 | 71.16 | 3486.84 | SC_Supply/Apply | Garah Company | 13.10.18 - SMALL POWER INSTALLATION-C | 20A Fused connection with outlet plate - point | ECH | 49 | 215 | 10535 | SAR | SC_Supply/Apply
MOC HQ at Diriyah _K0005 |  | RFQ-00051 | Ahmed Fouad | MEP (Electro Mechanical) | 2024-12-24 | Supply & Install MEP Items - First Floor | Approved | 13.10.18 - SMALL POWER INSTALLATION-D | 20A switched fuse connection unit for VAV | ECH | 127 | 43 | 974.93 | 41921.99 | SC_Supply/Apply | Garah Company | 13.10.18 - SMALL POWER INSTALLATION-D | 20A switched fuse connection unit for VAV | ECH | 43 | 155 | 6665 | SAR | SC_Supply/Apply
MOC HQ at Diriyah _K0005 |  | RFQ-00051 | Ahmed Fouad | MEP (Electro Mechanical) | 2024-12-24 | Supply & Install MEP Items - First Floor | Approved | 13.10.18 - SMALL POWER INSTALLATION-E | 20A switched fuse connection unit for FCU | ECH | 434 | 145 | 23.77 | 3446.65 | SC_Supply/Apply | Garah Company | 13.10.18 - SMALL POWER INSTALLATION-E | 20A switched fuse connection unit for FCU | ECH | 145 | 155 | 22475 | SAR | SC_Supply/Apply
MOC HQ at Diriyah _K0005 |  | RFQ-00051 | Ahmed Fouad | MEP (Electro Mechanical) | 2024-12-24 | Supply & Install MEP Items - First Floor | Approved | 13.10.18 - SMALL POWER INSTALLATION-G | 20A Spur outlet for WH - point | ECH | 57 | 19 | 139.88 | 2657.72 | SC_Supply/Apply | Garah Company | 13.10.18 - SMALL POWER INSTALLATION-G | 20A Spur outlet for WH - point | ECH | 19 | 155 | 2945 | SAR | SC_Supply/Apply
MOC HQ at Diriyah _K0005 |  | RFQ-00051 | Ahmed Fouad | MEP (Electro Mechanical) | 2024-12-24 | Supply & Install MEP Items - First Floor | Approved | 13.10.18 - SMALL POWER INSTALLATION-H | 20A DP Switch t for WH - point | ECH | 57 | 19 | 139.88 | 2657.72 | SC_Supply/Apply | Garah Company | 13.10.18 - SMALL POWER INSTALLATION-H | 20A DP Switch t for WH - point | ECH | 19 | 155 | 2945 | SAR | SC_Supply/Apply
MOC HQ at Diriyah _K0005 |  | RFQ-00051 | Ahmed Fouad | MEP (Electro Mechanical) | 2024-12-24 | Supply & Install MEP Items - First Floor | Approved | 13.10.18 - SMALL POWER INSTALLATION-F | 13A Twin WP socket outlet - point | ECH | 39 | 13 | 796.87 | 10359.31 | SC_Supply/Apply | Garah Company | 13.10.18 - SMALL POWER INSTALLATION-F | 13A Twin WP socket outlet - point | ECH | 13 | 289 | 3757 | SAR | SC_Supply/Apply
MOC HQ at Diriyah _K0005 |  | RFQ-00051 | Ahmed Fouad | MEP (Electro Mechanical) | 2024-12-24 | Supply & Install MEP Items - First Floor | Approved | 13.10.18 - SMALL POWER INSTALLATION-J | Floor Socket(Single Power-1 No) - point | ECH | 152 | 51 | 796.87 | 40640.37 | SC_Supply/Apply | Garah Company | 13.10.18 - SMALL POWER INSTALLATION-J | Floor Socket(Single Power-1 No) - point | ECH | 51 | 339 | 17289 | SAR | SC_Supply/Apply
MOC HQ at Diriyah _K0005 |  | RFQ-00051 | Ahmed Fouad | MEP (Electro Mechanical) | 2024-12-24 | Supply & Install MEP Items - First Floor | Approved | 13.10.18 - SMALL POWER INSTALLATION-U | Floor Socket(Twin Power-1 No) - point | ECH | 164 | 55 | 796.87 | 43827.85 | SC_Supply/Apply | Garah Company | 13.10.18 - SMALL POWER INSTALLATION-U | Floor Socket(Twin Power-1 No) - point | ECH | 55 | 329 | 18095 | SAR | SC_Supply/Apply
MOC HQ at Diriyah _K0005 |  | RFQ-00051 | Ahmed Fouad | MEP (Electro Mechanical) | 2024-12-24 | Supply & Install MEP Items - First Floor | Approved | 13.10.18 - SMALL POWER INSTALLATION-V | WALL MOUNTED DUPLEX POWER SOCKET OUTLET (2P+E) 20A/240V FED - Point | ECH | 12 | 4 | 796.87 | 3187.48 | SC_Supply/Apply | Garah Company | 13.10.18 - SMALL POWER INSTALLATION-V | WALL MOUNTED DUPLEX POWER SOCKET OUTLET (2P+E) 20A/240V FED - Point | ECH | 4 | 307 | 1228 | SAR | SC_Supply/Apply
MOC HQ at Diriyah _K0005 |  | RFQ-00051 | Ahmed Fouad | MEP (Electro Mechanical) | 2024-12-24 | Supply & Install MEP Items - First Floor | Approved | 13.10.17 - SWITCHES AND WIRING DEVICES-I | Push button switch with dimmer in staircase | ECH | 16 | 6 | 1090.19 | 6541.14 | SC_Supply/Apply | Garah Company | 13.10.17 - SWITCHES AND WIRING DEVICES-I | Push button switch with dimmer in staircase | ECH | 6 | 370 | 2220 | SAR | SC_Supply/Apply
MOC HQ at Diriyah _K0005 |  | RFQ-00051 | Ahmed Fouad | MEP (Electro Mechanical) | 2024-12-24 | Supply & Install MEP Items - First Floor | Approved | 13.10.17 - SWITCHES AND WIRING DEVICES-J | 1W 1G Light switch | ECH | 45 | 15 | 58.08 | 871.2 | SC_Supply/Apply | Garah Company | 13.10.17 - SWITCHES AND WIRING DEVICES-J | 1W 1G Light switch | ECH | 15 | 303 | 4545 | SAR | SC_Supply/Apply
MOC HQ at Diriyah _K0005 |  | RFQ-00051 | Ahmed Fouad | MEP (Electro Mechanical) | 2024-12-24 | Supply & Install MEP Items - First Floor | Approved | 13.10.17 - SWITCHES AND WIRING DEVICES-K | 1W 2G Light switch | ECH | 45 | 15 | 126.28 | 1894.2 | SC_Supply/Apply | Garah Company | 13.10.17 - SWITCHES AND WIRING DEVICES-K | 1W 2G Light switch | ECH | 15 | 303 | 4545 | SAR | SC_Supply/Apply
MOC HQ at Diriyah _K0005 |  | RFQ-00051 | Ahmed Fouad | MEP (Electro Mechanical) | 2024-12-24 | Supply & Install MEP Items - First Floor | Approved | 13.10.17 - SWITCHES AND WIRING DEVICES-L | Timer controller stair & Toilet | ECH | 20 | 7 | 337 | 2359 | SC_Supply/Apply | Garah Company | 13.10.17 - SWITCHES AND WIRING DEVICES-L | Timer controller stair & Toilet | ECH | 7 | 343 | 2401 | SAR | SC_Supply/Apply
MOC HQ at Diriyah _K0005 |  | RFQ-00051 | Ahmed Fouad | MEP (Electro Mechanical) | 2024-12-24 | Supply & Install MEP Items - First Floor | Approved | 13.10.16 - SWITCHES AND WIRING DEVICES-B | Push button switch with dimmer in staircase | ECH | 16 | 6 | 1256.45 | 7538.7 | SC_Supply/Apply | Garah Company | 13.10.16 - SWITCHES AND WIRING DEVICES-B | Push button switch with dimmer in staircase | ECH | 6 | 685 | 4110 | SAR | SC_Supply/Apply
MOC HQ at Diriyah _K0005 |  | RFQ-00051 | Ahmed Fouad | MEP (Electro Mechanical) | 2024-12-24 | Supply & Install MEP Items - First Floor | Approved | 13.10.16 - SWITCHES AND WIRING DEVICES-C | 1W 1G Light switch | ECH | 45 | 15 | 814 | 12210 | SC_Supply/Apply | Garah Company | 13.10.16 - SWITCHES AND WIRING DEVICES-C | 1W 1G Light switch | ECH | 15 | 90 | 1350 | SAR | SC_Supply/Apply
MOC HQ at Diriyah _K0005 |  | RFQ-00051 | Ahmed Fouad | MEP (Electro Mechanical) | 2024-12-24 | Supply & Install MEP Items - First Floor | Approved | 13.10.16 - SWITCHES AND WIRING DEVICES-D | 1W 2G Light switch | ECH | 45 | 15 | 1356.67 | 20350.05 | SC_Supply/Apply | Garah Company | 13.10.16 - SWITCHES AND WIRING DEVICES-D | 1W 2G Light switch | ECH | 15 | 106 | 1590 | SAR | SC_Supply/Apply
MOC HQ at Diriyah _K0005 |  | RFQ-00051 | Ahmed Fouad | MEP (Electro Mechanical) | 2024-12-24 | Supply & Install MEP Items - First Floor | Approved | 13.10.16 - SWITCHES AND WIRING DEVICES-E | Timer controller stair & Toilet | ECH | 20 | 7 | 340.7 | 2384.9 | SC_Supply/Apply | Garah Company | 13.10.16 - SWITCHES AND WIRING DEVICES-E | Timer controller stair & Toilet | ECH | 7 | 1249 | 8743 | SAR | SC_Supply/Apply
MOC HQ at Diriyah _K0005 |  | RFQ-00051 | Ahmed Fouad | MEP (Electro Mechanical) | 2024-12-24 | Supply & Install MEP Items - First Floor | Approved | 13.12 - INTELIGENT LIGHTING CONTROL SYSTEM -A | POWER SUPPLY SpaceLogic KNX | ECH | 48 | 16 | 39.88 | 638.08 | SC_Apply | Garah Company | 13.12 - INTELIGENT LIGHTING CONTROL SYSTEM -A | POWER SUPPLY SpaceLogic KNX | ECH | 16 | 198 | 3168 | SAR | SC_Apply
MOC HQ at Diriyah _K0005 |  | RFQ-00051 | Ahmed Fouad | MEP (Electro Mechanical) | 2024-12-24 | Supply & Install MEP Items - First Floor | Approved | 13.12 - INTELIGENT LIGHTING CONTROL SYSTEM -J | Cables and accessories | ECH | 1 | 0.33 | 140400 | 46795.32 | SC_Supply/Apply | Garah Company | 13.12 - INTELIGENT LIGHTING CONTROL SYSTEM -J | Cables and accessories | ECH | 0.33 | 682642.42 | 225272 | SAR | SC_Supply/Apply
MOC HQ at Diriyah _K0005 |  | RFQ-00051 | Ahmed Fouad | MEP (Electro Mechanical) | 2024-12-24 | Supply & Install MEP Items - First Floor | Approved | 13.12 - INTELIGENT LIGHTING CONTROL SYSTEM -B | DALI 2 Gateway Pro 1ch/64 SpaceLogic KNX | ECH | 84 | 28 | 228.05 | 6385.4 | SC_Apply | Garah Company | 13.12 - INTELIGENT LIGHTING CONTROL SYSTEM -B | DALI 2 Gateway Pro 1ch/64 SpaceLogic KNX | ECH | 28 | 198 | 5544 | SAR | SC_Apply
MOC HQ at Diriyah _K0005 |  | RFQ-00051 | Ahmed Fouad | MEP (Electro Mechanical) | 2024-12-24 | Supply & Install MEP Items - First Floor | Approved | 13.12 - INTELIGENT LIGHTING CONTROL SYSTEM -C | Coupler secure SpaceLogic KNX | ECH | 48 | 16 | 27.69 | 443.04 | SC_Apply | Garah Company | 13.12 - INTELIGENT LIGHTING CONTROL SYSTEM -C | Coupler secure SpaceLogic KNX | ECH | 16 | 198 | 3168 | SAR | SC_Apply
MOC HQ at Diriyah _K0005 |  | RFQ-00051 | Ahmed Fouad | MEP (Electro Mechanical) | 2024-12-24 | Supply & Install MEP Items - First Floor | Approved | 13.12 - INTELIGENT LIGHTING CONTROL SYSTEM -D | IP Router SpaceLogic KNX | ECH | 48 | 16 | 39.69 | 635.04 | SC_Apply | Garah Company | 13.12 - INTELIGENT LIGHTING CONTROL SYSTEM -D | IP Router SpaceLogic KNX | ECH | 16 | 198 | 3168 | SAR | SC_Apply
MOC HQ at Diriyah _K0005 |  | RFQ-00051 | Ahmed Fouad | MEP (Electro Mechanical) | 2024-12-24 | Supply & Install MEP Items - First Floor | Approved | 13.12 - INTELIGENT LIGHTING CONTROL SYSTEM -G | Mini presence detector | ECH | 969 | 323 | 21.3 | 6879.9 | SC_Apply | Garah Company | 13.12 - INTELIGENT LIGHTING CONTROL SYSTEM -G | Mini presence detector | ECH | 323 | 198 | 63954 | SAR | SC_Apply
MOC HQ at Diriyah _K0005 |  | RFQ-00051 | Ahmed Fouad | MEP (Electro Mechanical) | 2024-12-24 | Supply & Install MEP Items - First Floor | Approved | 13.12 - INTELIGENT LIGHTING CONTROL SYSTEM -E | Push Button KNX System | ECH | 1521 | 507 | 15.98 | 8101.86 | SC_Apply | Garah Company | 13.12 - INTELIGENT LIGHTING CONTROL SYSTEM -E | Push Button KNX System | ECH | 507 | 37 | 18759 | SAR | SC_Apply
MOC HQ at Diriyah _K0005 |  | RFQ-00051 | Ahmed Fouad | MEP (Electro Mechanical) | 2024-12-24 | Supply & Install MEP Items - First Floor | Approved | 13.10.20.11 - CENTRAL BATTERY EMERGENCY LIGHTING SYSTEM -D | LED 8 W , Recess Mounted , Non Maintained , 3 Hr Battery , IP65 | ECH | 52 | 18 | 654.42 | 11779.56 | SC_Supply/Apply | Garah Company | 13.10.20.11 - CENTRAL BATTERY EMERGENCY LIGHTING SYSTEM -D | LED 8 W , Recess Mounted , Non Maintained , 3 Hr Battery , IP65 | ECH | 18 | 430 | 7740 | SAR | SC_Supply/Apply
MOC HQ at Diriyah _K0005 |  | RFQ-00051 | Ahmed Fouad | MEP (Electro Mechanical) | 2024-12-24 | Supply & Install MEP Items - First Floor | Approved | 13.10.20.12 - CENTRAL BATTERY EMERGENCY LIGHTING SYSTEM -G | LED 8 W , Recess Mounted , Non Maintained , 3 Hr Battery , IP65 | ECH | 52 | 18 | 191.54 | 3447.72 | SC_Apply | Garah Company | 13.10.20.12 - CENTRAL BATTERY EMERGENCY LIGHTING SYSTEM -G | LED 8 W , Recess Mounted , Non Maintained , 3 Hr Battery , IP65 | ECH | 18 | 51 | 918 | SAR | SC_Apply
MOC HQ at Diriyah _K0005 |  | RFQ-00051 | Ahmed Fouad | MEP (Electro Mechanical) | 2024-12-24 | Supply & Install MEP Items - First Floor | Approved | 13.10.20.11 - CENTRAL BATTERY EMERGENCY LIGHTING SYSTEM -E | Wall Mounted Exit Luminaire Polycarbonate,IP54 | ECH | 228 | 76 | 237.37 | 18040.12 | SC_Supply/Apply | Garah Company | 13.10.20.11 - CENTRAL BATTERY EMERGENCY LIGHTING SYSTEM -E | Wall Mounted Exit Luminaire Polycarbonate,IP54 | ECH | 76 | 430 | 32680 | SAR | SC_Supply/Apply
MOC HQ at Diriyah _K0005 |  | RFQ-00051 | Ahmed Fouad | MEP (Electro Mechanical) | 2024-12-24 | Supply & Install MEP Items - First Floor | Approved | 13.10.20.12 - CENTRAL BATTERY EMERGENCY LIGHTING SYSTEM -H | Wall Mounted Exit Luminaire Polycarbonate,IP54 | ECH | 228 | 76 | 69.47 | 5279.72 | SC_Apply | Garah Company | 13.10.20.12 - CENTRAL BATTERY EMERGENCY LIGHTING SYSTEM -H | Wall Mounted Exit Luminaire Polycarbonate,IP54 | ECH | 76 | 51 | 3876 | SAR | SC_Apply
MOC HQ at Diriyah _K0005 |  | RFQ-00051 | Ahmed Fouad | MEP (Electro Mechanical) | 2024-12-24 | Supply & Install MEP Items - First Floor | Approved | 13.10.20.11 - CENTRAL BATTERY EMERGENCY LIGHTING SYSTEM -F | suspended Directional Luminaire Polycarbonate,IP54 | ECH | 1725 | 575 | 39.22 | 22551.5 | SC_Supply/Apply | Garah Company | 13.10.20.11 - CENTRAL BATTERY EMERGENCY LIGHTING SYSTEM -F | suspended Directional Luminaire Polycarbonate,IP54 | ECH | 575 | 430 | 247250 | SAR | SC_Supply/Apply
MOC HQ at Diriyah _K0005 |  | RFQ-00051 | Ahmed Fouad | MEP (Electro Mechanical) | 2024-12-24 | Supply & Install MEP Items - First Floor | Approved | 13.10.21 - Lighting Fixtures & Outlets-K | Supply & Install Lighting Outlet + Install Fixture | ECH | 6043 | 2014 | 328.53 | 661659.42 | SC_Apply | Garah Company | 13.10.21 - Lighting Fixtures & Outlets-K | Supply & Install Lighting Outlet + Install Fixture | ECH | 2014 | 299 | 602186 | SAR | SC_Apply
MOC HQ at Diriyah _K0005 |  | RFQ-00051 | Ahmed Fouad | MEP (Electro Mechanical) | 2024-12-24 | Supply & Install MEP Items - First Floor | Approved | 13.10.21 - Lighting Fixtures & Outlets-K | Supply & Install Lighting Outlet + Install Fixture | MTR | 6287 | 2095 | 183.08 | 383552.6 | SC_Apply | Garah Company | 13.10.21 - Lighting Fixtures & Outlets-K | Supply & Install Lighting Outlet + Install Fixture | MTR | 2095 | 64 | 134080 | SAR | SC_Apply
MOC HQ at Diriyah _K0005 |  | RFQ-00051 | Ahmed Fouad | MEP (Electro Mechanical) | 2024-12-24 | Supply & Install MEP Items - First Floor | Approved | 13.10.20.12 - CENTRAL BATTERY EMERGENCY LIGHTING SYSTEM -I | suspended Directional Luminaire Polycarbonate,IP54 | ECH | 1725 | 575 | 11.48 | 6601 | SC_Apply | Garah Company | 13.10.20.12 - CENTRAL BATTERY EMERGENCY LIGHTING SYSTEM -I | suspended Directional Luminaire Polycarbonate,IP54 | ECH | 575 | 51 | 29325 | SAR | SC_Apply
MOC HQ at Diriyah _K0005 |  | RFQ-00051 | Ahmed Fouad | MEP (Electro Mechanical) | 2024-12-24 | Supply & Install MEP Items - First Floor | Approved | 13.11.10.10 - Telecommunication & Data System-G | Floor Mouned Single Data Outlet | ECH | 45 | 15 | 128.77 | 1931.55 | SC_Supply/Apply | Garah Company | 13.11.10.10 - Telecommunication & Data System-G | Floor Mouned Single Data Outlet | ECH | 15 | 204 | 3060 | SAR | SC_Supply/Apply
MOC HQ at Diriyah _K0005 |  | RFQ-00051 | Ahmed Fouad | MEP (Electro Mechanical) | 2024-12-24 | Supply & Install MEP Items - First Floor | Approved | 13.11.10.10 - Telecommunication & Data System-H | Floor Mouned Dual Data Outlet | ECH | 19 | 6 | 128.77 | 772.62 | SC_Supply/Apply | Garah Company | 13.11.10.10 - Telecommunication & Data System-H | Floor Mouned Dual Data Outlet | ECH | 6 | 269 | 1614 | SAR | SC_Supply/Apply
MOC HQ at Diriyah _K0005 |  | RFQ-00051 | Ahmed Fouad | MEP (Electro Mechanical) | 2024-12-24 | Supply & Install MEP Items - First Floor | Approved | 13.11.10.11 - Telecommunication & Data System-K | Dual ceiling data outlet (RJ45) | ECH | 2127 | 709 | 0.83 | 588.47 | SC_Apply | Garah Company | 13.11.10.11 - Telecommunication & Data System-K | Dual ceiling data outlet (RJ45) | ECH | 709 | 73 | 51757 | SAR | SC_Apply
MOC HQ at Diriyah _K0005 |  | RFQ-00051 | Ahmed Fouad | MEP (Electro Mechanical) | 2024-12-24 | Supply & Install MEP Items - First Floor | Approved | 13.11.10.11 - Telecommunication & Data System-O | Floor Mouned Single Data Outlet | ECH | 45 | 15 | 187.5 | 2812.5 | SC_Apply | Garah Company | 13.11.10.11 - Telecommunication & Data System-O | Floor Mouned Single Data Outlet | ECH | 15 | 73 | 1095 | SAR | SC_Apply
Katameya Creeks | 138 | RFQ-00170 | Mostafa Ashraf | MEP (Electro Mechanical) | 2024-12-25 | Supply of Ramp Lighting Fix | Approved | SERVICE 17D.Basement.9.5 | Type D2 | ECH | 14 | 14 | 707 | 9898 | SC_Supply/Apply | KHALED NEGM - EGYNEGM FOR GENERAL SUPPLIES | SERVICE 17D.Basement.9.5 | Type D2 | ECH | 14 | 2800 | 39200 | EGP | SC_Supply/Apply
Katameya Creeks | 138 | RFQ-00170 | Mostafa Ashraf | MEP (Electro Mechanical) | 2024-12-25 | Supply of Ramp Lighting Fix | Approved | 8E SERVICE.Basement.9.5 | Type D2 | ECH | 22 | 22 | 707 | 15554 | SC_Supply/Apply | KHALED NEGM - EGYNEGM FOR GENERAL SUPPLIES | 8E SERVICE.Basement.9.5 | Type D2 | ECH | 22 | 2800 | 61600 | EGP | SC_Supply/Apply
Katameya Creeks | 138 | RFQ-00170 | Mostafa Ashraf | MEP (Electro Mechanical) | 2024-12-25 | Supply of Ramp Lighting Fix | Approved | SERVICE 12E.Basement.9.5 | Type D2 | ECH | 26 | 26 | 707 | 18382 | SC_Supply/Apply | KHALED NEGM - EGYNEGM FOR GENERAL SUPPLIES | SERVICE 12E.Basement.9.5 | Type D2 | ECH | 26 | 2800 | 72800 | EGP | SC_Supply/Apply
Katameya Creeks | 138 | RFQ-00170 | Mostafa Ashraf | MEP (Electro Mechanical) | 2024-12-25 | Supply of Ramp Lighting Fix | Approved | 7G SERVICE.Basement.9.5 | Type D2 | ECH | 40 | 40 | 707 | 28280 | SC_Supply/Apply | KHALED NEGM - EGYNEGM FOR GENERAL SUPPLIES | 7G SERVICE.Basement.9.5 | Type D2 | ECH | 40 | 2800 | 112000 | EGP | SC_Supply/Apply
Katameya Creeks | 138 | RFQ-00170 | Mostafa Ashraf | MEP (Electro Mechanical) | 2024-12-25 | Supply of Ramp Lighting Fix | Approved | SERVICE 10 G.Basement.9.5 | Type D2 | ECH | 23 | 23 | 707 | 16261 | SC_Supply/Apply | KHALED NEGM - EGYNEGM FOR GENERAL SUPPLIES | SERVICE 10 G.Basement.9.5 | Type D2 | ECH | 23 | 2800 | 64400 | EGP | SC_Supply/Apply
Katameya Creeks | 138 | RFQ-00170 | Mostafa Ashraf | MEP (Electro Mechanical) | 2024-12-25 | Supply of Ramp Lighting Fix | Approved | SERVICE 19D.Basement.9.5 | Type D2 | ECH | 26 | 26 | 707 | 18382 | SC_Supply/Apply | KHALED NEGM - EGYNEGM FOR GENERAL SUPPLIES | SERVICE 19D.Basement.9.5 | Type D2 | ECH | 26 | 2800 | 72800 | EGP | SC_Supply/Apply
Katameya Creeks | 138 | RFQ-00170 | Mostafa Ashraf | MEP (Electro Mechanical) | 2024-12-25 | Supply of Ramp Lighting Fix | Approved | SERVICE 16E.Basement.9.5 | Type D2 | ECH | 30 | 30 | 707 | 21210 | SC_Supply/Apply | KHALED NEGM - EGYNEGM FOR GENERAL SUPPLIES | SERVICE 16E.Basement.9.5 | Type D2 | ECH | 30 | 2800 | 84000 | EGP | SC_Supply/Apply
Katameya Creeks | 138 | RFQ-00170 | Mostafa Ashraf | MEP (Electro Mechanical) | 2024-12-25 | Supply of Ramp Lighting Fix | Approved | SERVICE 13G.Basement.9.5 | Type D2 | ECH | 25 | 25 | 707 | 17675 | SC_Supply/Apply | KHALED NEGM - EGYNEGM FOR GENERAL SUPPLIES | SERVICE 13G.Basement.9.5 | Type D2 | ECH | 25 | 2800 | 70000 | EGP | SC_Supply/Apply
Katameya Creeks | 138 | RFQ-00170 | Mostafa Ashraf | MEP (Electro Mechanical) | 2024-12-25 | Supply of Ramp Lighting Fix | Approved | SERVICE 1E.Basement.9.5 | Type D2 | ECH | 24 | 24 | 707 | 16968 | SC_Supply/Apply | KHALED NEGM - EGYNEGM FOR GENERAL SUPPLIES | SERVICE 1E.Basement.9.5 | Type D2 | ECH | 24 | 2800 | 67200 | EGP | SC_Supply/Apply
MOC HQ at Diriyah _K0005 |  | RFQ-00051 | Ahmed Fouad | MEP (Electro Mechanical) | 2024-12-24 | Supply & Install MEP Items - First Floor | Approved | 13.11.10.11 - Telecommunication & Data System-O | Floor Mouned Dual Data Outlet | ECH | 19 | 6 | 187.5 | 1125 | SC_Apply | Garah Company | 13.11.10.11 - Telecommunication & Data System-O | Floor Mouned Dual Data Outlet | ECH | 6 | 102 | 612 | SAR | SC_Apply
MOC HQ at Diriyah _K0005 |  | RFQ-00051 | Ahmed Fouad | MEP (Electro Mechanical) | 2024-12-24 | Supply & Install MEP Items - First Floor | Approved | 13.11.10.10 - Telecommunication & Data System-B | Single data outlet (RJ45) - point | ECH | 357 | 119 | 15.39 | 1831.41 | SC_Supply/Apply | Garah Company | 13.11.10.10 - Telecommunication & Data System-B | Single data outlet (RJ45) - point | ECH | 119 | 204 | 24276 | SAR | SC_Supply/Apply
MOC HQ at Diriyah _K0005 |  | RFQ-00051 | Ahmed Fouad | MEP (Electro Mechanical) | 2024-12-24 | Supply & Install MEP Items - First Floor | Approved | 13.11.10.10 - Telecommunication & Data System-D | Dual RJ-45 data outlet - point | ECH | 365 | 122 | 0.75 | 91.5 | SC_Supply/Apply | Garah Company | 13.11.10.10 - Telecommunication & Data System-D | Dual RJ-45 data outlet - point | ECH | 122 | 269 | 32818 | SAR | SC_Supply/Apply
MOC HQ at Diriyah _K0005 |  | RFQ-00051 | Ahmed Fouad | MEP (Electro Mechanical) | 2024-12-24 | Supply & Install MEP Items - First Floor | Approved | 13.11.10.10 - Telecommunication & Data System-E | WIFI outlet - point | ECH | 216 | 72 | 134.81 | 9706.32 | SC_Supply/Apply | Garah Company | 13.11.10.10 - Telecommunication & Data System-E | WIFI outlet - point | ECH | 72 | 204 | 14688 | SAR | SC_Supply/Apply
MOC HQ at Diriyah _K0005 |  | RFQ-00051 | Ahmed Fouad | MEP (Electro Mechanical) | 2024-12-24 | Supply & Install MEP Items - First Floor | Approved | 13.11.10.11 - Telecommunication & Data System-H | Furniture Single data outlet (RJ45) | ECH | 365 | 122 | 0.44 | 53.68 | SC_Apply | Garah Company | 13.11.10.11 - Telecommunication & Data System-H | Furniture Single data outlet (RJ45) | ECH | 122 | 58 | 7076 | SAR | SC_Apply
MOC HQ at Diriyah _K0005 |  | RFQ-00051 | Ahmed Fouad | MEP (Electro Mechanical) | 2024-12-24 | Supply & Install MEP Items - First Floor | Approved | 13.11.10.10 - Telecommunication & Data System-C | Furniture Dual ceiling data outlet (RJ45) | ECH | 2127 | 709 | 2.84 | 2013.56 | SC_Supply/Apply | Garah Company | 13.11.10.10 - Telecommunication & Data System-C | Furniture Dual ceiling data outlet (RJ45) | ECH | 709 | 269 | 190721 | SAR | SC_Supply/Apply
MOC HQ at Diriyah _K0005 |  | RFQ-00051 | Ahmed Fouad | MEP (Electro Mechanical) | 2024-12-24 | Supply & Install MEP Items - First Floor | Approved | 13.11.10.10 - Telecommunication & Data System-A | Furniture Single data outlet (RJ45) | ECH | 365 | 122 | 3.01 | 367.22 | SC_Supply/Apply | Garah Company | 13.11.10.10 - Telecommunication & Data System-A | Furniture Single data outlet (RJ45) | ECH | 122 | 204 | 24888 | SAR | SC_Supply/Apply
MOC HQ at Diriyah _K0005 |  | RFQ-00051 | Ahmed Fouad | MEP (Electro Mechanical) | 2024-12-24 | Supply & Install MEP Items - First Floor | Approved | 13.11.10.11 - Telecommunication & Data System-P | Wifi Access Point | ECH | 216 | 72 | 229.17 | 16500.24 | SC_Apply | Garah Company | 13.11.10.11 - Telecommunication & Data System-P | Wifi Access Point | ECH | 72 | 73 | 5256 | SAR | SC_Apply
MOC HQ at Diriyah _K0005 |  | RFQ-00051 | Ahmed Fouad | MEP (Electro Mechanical) | 2024-12-24 | Supply & Install MEP Items - First Floor | Approved | 13.11.10.11 - Telecommunication & Data System-Q | IDF Rack | LS | 12 | 4 | 6655.1 | 26620.4 | SC_Apply | Garah Company | 13.11.10.11 - Telecommunication & Data System-Q | IDF Rack | LS | 4 | 4600 | 18400 | SAR | SC_Apply
MOC HQ at Diriyah _K0005 |  | RFQ-00051 | Ahmed Fouad | MEP (Electro Mechanical) | 2024-12-24 | Supply & Install MEP Items - First Floor | Approved | 13.11.10.11 - Telecommunication & Data System-L | Dual RJ-45 data outlet | ECH | 365 | 122 | 0.22 | 26.84 | SC_Apply | Garah Company | 13.11.10.11 - Telecommunication & Data System-L | Dual RJ-45 data outlet | ECH | 122 | 51 | 6222 | SAR | SC_Apply
MOC HQ at Diriyah _K0005 |  | RFQ-00051 | Ahmed Fouad | MEP (Electro Mechanical) | 2024-12-24 | Supply & Install MEP Items - First Floor | Approved | 13.11.10.11 - Telecommunication & Data System-M | WIFI outlet | ECH | 216 | 72 | 98.15 | 7066.8 | SC_Apply | Garah Company | 13.11.10.11 - Telecommunication & Data System-M | WIFI outlet | ECH | 72 | 51 | 3672 | SAR | SC_Apply
MOC HQ at Diriyah _K0005 |  | RFQ-00051 | Ahmed Fouad | MEP (Electro Mechanical) | 2024-12-24 | Supply & Install MEP Items - First Floor | Approved | 13.11.10.11 - Telecommunication & Data System-J | Single data outlet (RJ45) | ECH | 357 | 119 | 2.24 | 266.56 | SC_Apply | Garah Company | 13.11.10.11 - Telecommunication & Data System-J | Single data outlet (RJ45) | ECH | 119 | 51 | 6069 | SAR | SC_Apply
MOC HQ at Diriyah _K0005 |  | RFQ-00051 | Ahmed Fouad | MEP (Electro Mechanical) | 2024-12-24 | Supply & Install MEP Items - First Floor | Approved | 13.11.10.11 - Telecommunication & Data System-R | 1 2 Core Fiber Optic Cable for each IDF Rack | MTR | 2400 | 800 | 25 | 20000 | SC_Apply | Garah Company | 13.11.10.11 - Telecommunication & Data System-R | 1 2 Core Fiber Optic Cable for each IDF Rack | MTR | 800 | 16 | 12800 | SAR | SC_Apply
MOC HQ at Diriyah _K0005 |  | RFQ-00051 | Ahmed Fouad | MEP (Electro Mechanical) | 2024-12-24 | Supply & Install MEP Items - First Floor | Approved | 13.11.12.10 - Security System-D | CEILING MOUNTED IP, COLOR DOME PTZ CAMERA WITH AUTO IRIS. | ECH | 10 | 3 | 1301.56 | 3904.68 | SC_Supply/Apply | Garah Company | 13.11.12.10 - Security System-D | CEILING MOUNTED IP, COLOR DOME PTZ CAMERA WITH AUTO IRIS. | ECH | 3 | 313 | 939 | SAR | SC_Supply/Apply
MOC HQ at Diriyah _K0005 |  | RFQ-00051 | Ahmed Fouad | MEP (Electro Mechanical) | 2024-12-24 | Supply & Install MEP Items - First Floor | Approved | 13.11.12.11 - Security System-J | CEILING MOUNTED IP, COLOR DOME PTZ CAMERA WITH AUTO IRIS. | ECH | 10 | 3 | 780 | 2340 | SC_Apply | Garah Company | 13.11.12.11 - Security System-J | CEILING MOUNTED IP, COLOR DOME PTZ CAMERA WITH AUTO IRIS. | ECH | 3 | 147 | 441 | SAR | SC_Apply
MOC HQ at Diriyah _K0005 |  | RFQ-00051 | Ahmed Fouad | MEP (Electro Mechanical) | 2024-12-24 | Supply & Install MEP Items - First Floor | Approved | 13.11.11.10 - Security System-A | Access Door system | ECH | 76 | 26 | 362.28 | 9419.28 | SC_Supply/Apply | Garah Company | 13.11.11.10 - Security System-A | Access Door system | ECH | 26 | 435 | 11310 | SAR | SC_Supply/Apply
MOC HQ at Diriyah _K0005 |  | RFQ-00051 | Ahmed Fouad | MEP (Electro Mechanical) | 2024-12-24 | Supply & Install MEP Items - First Floor | Approved | 13.11.11.11 - Security System-G | Access Door system | ECH | 76 | 26 | 723.68 | 18815.68 | SC_Apply | Garah Company | 13.11.11.11 - Security System-G | Access Door system | ECH | 26 | 653 | 16978 | SAR | SC_Apply
MOC HQ at Diriyah _K0005 |  | RFQ-00051 | Ahmed Fouad | MEP (Electro Mechanical) | 2024-12-24 | Supply & Install MEP Items - First Floor | Approved | 13.11.11.11 - Security System-H | Vistior Enterance and Management system | LS | 1 | 0.33 | 10000 | 3333.3 | SC_Apply | Garah Company | 13.11.11.11 - Security System-H | Vistior Enterance and Management system | LS | 0.33 | 5827.27 | 1923 | SAR | SC_Apply
MOC HQ at Diriyah _K0005 |  | RFQ-00051 | Ahmed Fouad | MEP (Electro Mechanical) | 2024-12-24 | Supply & Install MEP Items - First Floor | Approved | 13.11.12.10 - Security System-E | RFID ELECTRONIC LOCK WITHOUT AUTOMATIC DEAD BOLT. INSIDE LEVER OR KNOB IS ALWAYS FREE FOR IMMEDIATE EGRESS | ECH | 43 | 14 | 197.91 | 2770.74 | SC_Supply/Apply | Garah Company | 13.11.12.10 - Security System-E | RFID ELECTRONIC LOCK WITHOUT AUTOMATIC DEAD BOLT. INSIDE LEVER OR KNOB IS ALWAYS FREE FOR IMMEDIATE EGRESS | ECH | 14 | 313 | 4382 | SAR | SC_Supply/Apply
MOC HQ at Diriyah _K0005 |  | RFQ-00051 | Ahmed Fouad | MEP (Electro Mechanical) | 2024-12-24 | Supply & Install MEP Items - First Floor | Approved | 13.11.12.11 - Security System-K | RFID ELECTRONIC LOCK WITHOUT AUTOMATIC DEAD BOLT. INSIDE LEVER OR KNOB IS ALWAYS FREE FOR IMMEDIATE EGRESS | ECH | 43 | 14 | 118.6 | 1660.4 | SC_Apply | Garah Company | 13.11.12.11 - Security System-K | RFID ELECTRONIC LOCK WITHOUT AUTOMATIC DEAD BOLT. INSIDE LEVER OR KNOB IS ALWAYS FREE FOR IMMEDIATE EGRESS | ECH | 14 | 147 | 2058 | SAR | SC_Apply
MOC HQ at Diriyah _K0005 |  | RFQ-00051 | Ahmed Fouad | MEP (Electro Mechanical) | 2024-12-24 | Supply & Install MEP Items - First Floor | Approved | 13.11.11.10 - Security System-B | Vistior Enterance and Management system | LS | 1 | 0.33 | 6200 | 2066.65 | SC_Supply/Apply | Garah Company | 13.11.11.10 - Security System-B | Vistior Enterance and Management system | LS | 0.33 | 7909.09 | 2610 | SAR | SC_Supply/Apply
MOC HQ at Diriyah _K0005 |  | RFQ-00051 | Ahmed Fouad | MEP (Electro Mechanical) | 2024-12-24 | Supply & Install MEP Items - First Floor | Approved | 13.11.12.11 - Security System-I | Indoor camera, 2MP | ECH | 299 | 100 | 88.29 | 8829 | SC_Apply | Garah Company | 13.11.12.11 - Security System-I | Indoor camera, 2MP | ECH | 100 | 73 | 7300 | SAR | SC_Apply
MOC HQ at Diriyah _K0005 |  | RFQ-00051 | Ahmed Fouad | MEP (Electro Mechanical) | 2024-12-24 | Supply & Install MEP Items - First Floor | Approved | 13.11.12.10 - Security System-C | Indoor camera, 2MP | ECH | 299 | 100 | 147.33 | 14733 | MAT_Raw | Garah Company | 13.11.12.10 - Security System-C | Indoor camera, 2MP | ECH | 100 | 313 | 31300 | SAR | MAT_Raw
MOC HQ at Diriyah _K0005 |  | RFQ-00051 | Ahmed Fouad | MEP (Electro Mechanical) | 2024-12-24 | Supply & Install MEP Items - First Floor | Approved | 13.11.15.11 - FIRE ALARM AND VOICE EVACUATION SYSTEM-P | Smoke detector | ECH | 973 | 325 | 115.31 | 37475.75 | SC_Apply | Garah Company | 13.11.15.11 - FIRE ALARM AND VOICE EVACUATION SYSTEM-P | Smoke detector | ECH | 325 | 58 | 18850 | SAR | SC_Apply
MOC HQ at Diriyah _K0005 |  | RFQ-00051 | Ahmed Fouad | MEP (Electro Mechanical) | 2024-12-24 | Supply & Install MEP Items - First Floor | Approved | 13.11.15.11 - FIRE ALARM AND VOICE EVACUATION SYSTEM-R | Duct smoke detector | ECH | 30 | 10 | 88 | 880 | SC_Apply | Garah Company | 13.11.15.11 - FIRE ALARM AND VOICE EVACUATION SYSTEM-R | Duct smoke detector | ECH | 10 | 102 | 1020 | SAR | SC_Apply
MOC HQ at Diriyah _K0005 |  | RFQ-00051 | Ahmed Fouad | MEP (Electro Mechanical) | 2024-12-24 | Supply & Install MEP Items - First Floor | Approved | 13.11.15.10 - FIRE ALARM AND VOICE EVACUATION SYSTEM-A | Smoke detector - point | ECH | 973 | 325 | 699.38 | 227298.5 | SC_Supply/Apply | Garah Company | 13.11.15.10 - FIRE ALARM AND VOICE EVACUATION SYSTEM-A | Smoke detector - point | ECH | 325 | 404 | 131300 | SAR | SC_Supply/Apply
MOC HQ at Diriyah _K0005 |  | RFQ-00051 | Ahmed Fouad | MEP (Electro Mechanical) | 2024-12-24 | Supply & Install MEP Items - First Floor | Approved | 13.11.15.10 - FIRE ALARM AND VOICE EVACUATION SYSTEM-C | Duct smoke detector - point | ECH | 30 | 10 | 533.72 | 5337.2 | SC_Supply/Apply | Garah Company | 13.11.15.10 - FIRE ALARM AND VOICE EVACUATION SYSTEM-C | Duct smoke detector - point | ECH | 10 | 404 | 4040 | SAR | SC_Supply/Apply
MOC HQ at Diriyah _K0005 |  | RFQ-00051 | Ahmed Fouad | MEP (Electro Mechanical) | 2024-12-24 | Supply & Install MEP Items - First Floor | Approved | 13.11.15.10 - FIRE ALARM AND VOICE EVACUATION SYSTEM-D | Heat detector - point | ECH | 19 | 7 | 689.49 | 4826.43 | SC_Supply/Apply | Garah Company | 13.11.15.10 - FIRE ALARM AND VOICE EVACUATION SYSTEM-D | Heat detector - point | ECH | 7 | 404 | 2828 | SAR | SC_Supply/Apply
MOC HQ at Diriyah _K0005 |  | RFQ-00051 | Ahmed Fouad | MEP (Electro Mechanical) | 2024-12-24 | Supply & Install MEP Items - First Floor | Approved | 13.11.15.10 - FIRE ALARM AND VOICE EVACUATION SYSTEM-E | Manual call point - point | ECH | 28 | 9 | 1715.53 | 15439.77 | SC_Supply/Apply | Garah Company | 13.11.15.10 - FIRE ALARM AND VOICE EVACUATION SYSTEM-E | Manual call point - point | ECH | 9 | 404 | 3636 | SAR | SC_Supply/Apply
MOC HQ at Diriyah _K0005 |  | RFQ-00051 | Ahmed Fouad | MEP (Electro Mechanical) | 2024-12-24 | Supply & Install MEP Items - First Floor | Approved | 13.11.15.11 - FIRE ALARM AND VOICE EVACUATION SYSTEM-W | Monitor Module ( Dual input ) | ECH | 11 | 4 | 1212.88 | 4851.52 | SC_Apply | Garah Company | 13.11.15.11 - FIRE ALARM AND VOICE EVACUATION SYSTEM-W | Monitor Module ( Dual input ) | ECH | 4 | 102 | 408 | SAR | SC_Apply
MOC HQ at Diriyah _K0005 |  | RFQ-00051 | Ahmed Fouad | MEP (Electro Mechanical) | 2024-12-24 | Supply & Install MEP Items - First Floor | Approved | 13.11.15.11 - FIRE ALARM AND VOICE EVACUATION SYSTEM-T | Manual call point | ECH | 28 | 9 | 282.86 | 2545.74 | SC_Apply | Garah Company | 13.11.15.11 - FIRE ALARM AND VOICE EVACUATION SYSTEM-T | Manual call point | ECH | 9 | 73 | 657 | SAR | SC_Apply
MOC HQ at Diriyah _K0005 |  | RFQ-00051 | Ahmed Fouad | MEP (Electro Mechanical) | 2024-12-24 | Supply & Install MEP Items - First Floor | Approved | 13.11.15.10 - FIRE ALARM AND VOICE EVACUATION SYSTEM-G | Monitor Module | ECH | 23 | 8 | 2626.41 | 21011.28 | SC_Supply/Apply | Garah Company | 13.11.15.10 - FIRE ALARM AND VOICE EVACUATION SYSTEM-G | Monitor Module | ECH | 8 | 404 | 3232 | SAR | SC_Supply/Apply
MOC HQ at Diriyah _K0005 |  | RFQ-00051 | Ahmed Fouad | MEP (Electro Mechanical) | 2024-12-24 | Supply & Install MEP Items - First Floor | Approved | 13.11.15.11 - FIRE ALARM AND VOICE EVACUATION SYSTEM-V | Monitor Module | ECH | 23 | 8 | 433.04 | 3464.32 | SC_Apply | Garah Company | 13.11.15.11 - FIRE ALARM AND VOICE EVACUATION SYSTEM-V | Monitor Module | ECH | 8 | 73 | 584 | SAR | SC_Apply
Katameya Creeks | 138 | RFQ-00180 | Youssef Abd El Kream | MEP (Electro Mechanical) | 2024-12-31 | Hose Bib | Approved | All Buildings | Hose bibb 0.5'' with vacum breaker | ECH | 210 | 210 | 684 | 143640 | SC_Supply | Gawaad Mixers | All Buildings | Hose bibb 0.5'' with vacum breaker | ECH | 210 | 492 | 103320 | EGP | SC_Supply
MOC HQ at Diriyah _K0005 |  | RFQ-00051 | Ahmed Fouad | MEP (Electro Mechanical) | 2024-12-24 | Supply & Install MEP Items - First Floor | Approved | 13.11.15.10 - FIRE ALARM AND VOICE EVACUATION SYSTEM-H | Monitor Module ( Dual input ) | ECH | 11 | 4 | 7476.49 | 29905.96 | SC_Supply/Apply | Garah Company | 13.11.15.10 - FIRE ALARM AND VOICE EVACUATION SYSTEM-H | Monitor Module ( Dual input ) | ECH | 4 | 404 | 1616 | SAR | SC_Supply/Apply
MOC HQ at Diriyah _K0005 |  | RFQ-00051 | Ahmed Fouad | MEP (Electro Mechanical) | 2024-12-24 | Supply & Install MEP Items - First Floor | Approved | 13.11.15.10 - FIRE ALARM AND VOICE EVACUATION SYSTEM-K | Control Module | ECH | 31 | 10 | 11128.29 | 111282.9 | SC_Supply/Apply | Garah Company | 13.11.15.10 - FIRE ALARM AND VOICE EVACUATION SYSTEM-K | Control Module | ECH | 10 | 404 | 4040 | SAR | SC_Supply/Apply
MOC HQ at Diriyah _K0005 |  | RFQ-00051 | Ahmed Fouad | MEP (Electro Mechanical) | 2024-12-24 | Supply & Install MEP Items - First Floor | Approved | 13.11.15.11 - FIRE ALARM AND VOICE EVACUATION SYSTEM-X | Control Module | ECH | 31 | 10 | 1834.84 | 18348.4 | SC_Apply | Garah Company | 13.11.15.11 - FIRE ALARM AND VOICE EVACUATION SYSTEM-X | Control Module | ECH | 10 | 73 | 730 | SAR | SC_Apply
MOC HQ at Diriyah _K0005 |  | RFQ-00051 | Ahmed Fouad | MEP (Electro Mechanical) | 2024-12-24 | Supply & Install MEP Items - First Floor | Approved | 13.11.15.11 - FIRE ALARM AND VOICE EVACUATION SYSTEM-S | Heat detector | ECH | 19 | 7 | 113.68 | 795.76 | SC_Apply | Garah Company | 13.11.15.11 - FIRE ALARM AND VOICE EVACUATION SYSTEM-S | Heat detector | ECH | 7 | 58 | 406 | SAR | SC_Apply
MOC HQ at Diriyah _K0005 |  | RFQ-00051 | Ahmed Fouad | MEP (Electro Mechanical) | 2024-12-24 | Supply & Install MEP Items - First Floor | Approved | 13.11.16.10 - Voice Evacuation System-B | Ceiling mounted speaker - point | ECH | 296 | 99 | 2711.65 | 268453.35 | SC_Supply/Apply | Garah Company | 13.11.16.10 - Voice Evacuation System-B | Ceiling mounted speaker - point | ECH | 99 | 404 | 39996 | SAR | SC_Supply/Apply
MOC HQ at Diriyah _K0005 |  | RFQ-00051 | Ahmed Fouad | MEP (Electro Mechanical) | 2024-12-24 | Supply & Install MEP Items - First Floor | Approved | 13.11.16.11 - Voice Evacuation System-D | Ceiling mounted speaker | ECH | 296 | 99 | 249.73 | 24723.27 | SC_Apply | Garah Company | 13.11.16.11 - Voice Evacuation System-D | Ceiling mounted speaker | ECH | 99 | 58 | 5742 | SAR | SC_Apply
MOC HQ at Diriyah _K0005 |  | RFQ-00051 | Ahmed Fouad | MEP (Electro Mechanical) | 2024-12-24 | Supply & Install MEP Items - First Floor | Approved | 13.11.16.10 - Voice Evacuation System-C | VOICE EVACUATION AMPLIFIER | ECH | 11 | 4 | 44.06 | 176.24 | SC_Supply/Apply | Garah Company | 13.11.16.10 - Voice Evacuation System-C | VOICE EVACUATION AMPLIFIER | ECH | 4 | 404 | 1616 | SAR | SC_Supply/Apply
MOC HQ at Diriyah _K0005 |  | RFQ-00051 | Ahmed Fouad | MEP (Electro Mechanical) | 2024-12-24 | Supply & Install MEP Items - First Floor | Approved | 13.11.16.10 - Voice Evacuation System-C | VOICE EVACUATION AMPLIFIER | ECH | 11 | 4 | 44.06 | 176.24 | SC_Supply/Apply | Garah Company | 13.11.16.10 - Voice Evacuation System-C | VOICE EVACUATION AMPLIFIER | ECH | 4 | 404 | 1616 | SAR | SC_Supply/Apply
MOC HQ at Diriyah _K0005 |  | RFQ-00051 | Ahmed Fouad | MEP (Electro Mechanical) | 2024-12-24 | Supply & Install MEP Items - First Floor | Approved | 13.11.16.10 - Voice Evacuation System-C | VOICE EVACUATION AMPLIFIER | ECH | 392 | 131 | 44.06 | 5771.86 | SC_Supply/Apply | Garah Company | 13.11.16.10 - Voice Evacuation System-C | VOICE EVACUATION AMPLIFIER | ECH | 131 | 404 | 52924 | SAR | SC_Supply/Apply
MOC HQ at Diriyah _K0005 |  | RFQ-00051 | Ahmed Fouad | MEP (Electro Mechanical) | 2024-12-24 | Supply & Install MEP Items - First Floor | Approved | 13.11.16.11 - Voice Evacuation System-E | VOICE EVACUATION AMPLIFIER | ECH | 11 | 4 | 4.06 | 16.24 | SC_Apply | Garah Company | 13.11.16.11 - Voice Evacuation System-E | VOICE EVACUATION AMPLIFIER | ECH | 4 | 147 | 588 | SAR | SC_Apply
MOC HQ at Diriyah _K0005 |  | RFQ-00051 | Ahmed Fouad | MEP (Electro Mechanical) | 2024-12-24 | Supply & Install MEP Items - First Floor | Approved | 13.11.16.11 - Voice Evacuation System-E | BOOSTER POWER SUPPLY 10A | ECH | 11 | 4 | 4.06 | 16.24 | SC_Apply | Garah Company | 13.11.16.11 - Voice Evacuation System-E | BOOSTER POWER SUPPLY 10A | ECH | 4 | 74 | 296 | SAR | SC_Apply
MOC HQ at Diriyah _K0005 |  | RFQ-00051 | Ahmed Fouad | MEP (Electro Mechanical) | 2024-12-24 | Supply & Install MEP Items - First Floor | Approved | 13.11.16.11 - Voice Evacuation System-E | RECESSED/SURFACE MOUNTED VOICE EVACUATION SPEAKER WITH INTEGRATED STROBE LIGHT X CD (15 CD UNLESS OTHERWISE MENTIONED ON DRAWINGS), MULTI-TAP WITH 0.5 WATTS TO 6 WATTS UNLESS OTHERWISE NOTED | ECH | 392 | 131 | 4.06 | 531.86 | SC_Apply | Garah Company | 13.11.16.11 - Voice Evacuation System-E | RECESSED/SURFACE MOUNTED VOICE EVACUATION SPEAKER WITH INTEGRATED STROBE LIGHT X CD (15 CD UNLESS OTHERWISE MENTIONED ON DRAWINGS), MULTI-TAP WITH 0.5 WATTS TO 6 WATTS UNLESS OTHERWISE NOTED | ECH | 131 | 73 | 9563 | SAR | SC_Apply
MOC HQ at Diriyah _K0005 |  | RFQ-00051 | Ahmed Fouad | MEP (Electro Mechanical) | 2024-12-24 | Supply & Install MEP Items - First Floor | Approved | 12.12 - Thermostats-91 | TH | ECH | 621 | 207 | 3.11 | 643.77 | SC_Apply | Garah Company | 12.12 - Thermostats-91 | TH | ECH | 207 | 227 | 46989 | SAR | SC_Apply
MOC HQ at Diriyah _K0005 |  | RFQ-00051 | Ahmed Fouad | MEP (Electro Mechanical) | 2024-12-24 | Supply & Install MEP Items - First Floor | Approved | 13.11.10.10 - Telecommunication & Data System-F | Projector Data outlet - point | ECH | 2 | 2 | 755.43 | 1510.86 | SC_Supply/Apply | Garah Company | 13.11.10.10 - Telecommunication & Data System-F | Projector Data outlet - point | ECH | 2 | 204 | 408 | SAR | SC_Supply/Apply
MOC HQ at Diriyah _K0005 |  | RFQ-00051 | Ahmed Fouad | MEP (Electro Mechanical) | 2024-12-24 | Supply & Install MEP Items - First Floor | Approved | 12.12 - Supply linear slot diffusers - type S.L.S.D.-108 | S.L.S.D. 2 slots (25mm), L=2.0m | ECH | 75 | 25 | 244.8 | 6120 | SC_Supply/Apply | Garah Company | 12.12 - Supply linear slot diffusers - type S.L.S.D.-108 | S.L.S.D. 2 slots (25mm), L=2.0m | ECH | 25 | 678 | 16950 | SAR | SC_Supply/Apply
MOC HQ at Diriyah _K0005 |  | RFQ-00051 | Ahmed Fouad | MEP (Electro Mechanical) | 2024-12-24 | Supply & Install MEP Items - First Floor | Approved | 12.12 - Supply linear slot diffusers - type S.L.S.D.-109 | S.L.S.D. 2 slots (25mm), L=3.0m | ECH | 22 | 8 | 220.23 | 1761.84 | SC_Supply/Apply | Garah Company | 12.12 - Supply linear slot diffusers - type S.L.S.D.-109 | S.L.S.D. 2 slots (25mm), L=3.0m | ECH | 8 | 1016 | 8128 | SAR | SC_Supply/Apply
MOC HQ at Diriyah _K0005 |  | RFQ-00051 | Ahmed Fouad | MEP (Electro Mechanical) | 2024-12-24 | Supply & Install MEP Items - First Floor | Approved | 12.12 - Supply linear slot diffusers - type S.L.S.D.-110 | S.L.S.D. 2 slots (25mm), L=4.0m | ECH | 30 | 10 | 277.5 | 2775 | SC_Supply/Apply | Garah Company | 12.12 - Supply linear slot diffusers - type S.L.S.D.-110 | S.L.S.D. 2 slots (25mm), L=4.0m | ECH | 10 | 1355 | 13550 | SAR | SC_Supply/Apply
MOC HQ at Diriyah _K0005 |  | RFQ-00051 | Ahmed Fouad | MEP (Electro Mechanical) | 2024-12-24 | Supply & Install MEP Items - First Floor | Approved | 13.11.10.11 - Telecommunication & Data System-N | Projector Data outlet - point | ECH | 2 | 2 | 550 | 1100 | SC_Apply | Garah Company | 13.11.10.11 - Telecommunication & Data System-N | Projector Data outlet - point | ECH | 2 | 51 | 102 | SAR | SC_Apply
MOC HQ at Diriyah _K0005 |  | RFQ-00051 | Ahmed Fouad | MEP (Electro Mechanical) | 2024-12-24 | Supply & Install MEP Items - First Floor | Approved | 13.10.20.10 - CENTRAL BATTERY EMERGENCY LIGHTING SYSTEM -C | CBS DB | ECH | 6 | 2 | 6000 | 12000 | SC_Apply | Garah Company | 13.10.20.10 - CENTRAL BATTERY EMERGENCY LIGHTING SYSTEM -C | CBS DB | ECH | 2 | 2636 | 5272 | SAR | SC_Apply
BIOLOGICALS AND BIOSIMILARS MANUFACTURING FACILITY EIPICO 3 _0187 | 187 | RFQ-00185 | Purchasing Engineers | Purchasing | 2024-12-25 | concrete ready mix | Approved | Purchasing | Ready Mix Concrete 250 kg/cm2, OPC CC 350 kg/m3 | CBM | 600 | 44 | 0 | 0 | RC | ELsewedy for readymix | Purchasing | Ready Mix Concrete 250 kg/cm2, OPC CC 350 kg/m3 | CBM | 44 | 2138.64 | 94100.16 | EGP | RC
BIOLOGICALS AND BIOSIMILARS MANUFACTURING FACILITY EIPICO 3 _0187 | 187 | RFQ-00185 | Purchasing Engineers | Purchasing | 2024-12-25 | concrete ready mix | Approved | Purchasing | Ready Mix Concrete 350 kg/cm2, OPC CC 450 kg/m3 | CBM | 600 | 40 | 0 | 0 | RC | ELsewedy for readymix | Purchasing | Ready Mix Concrete 350 kg/cm2, OPC CC 450 kg/m3 | CBM | 40 | 2476.08 | 99043.2 | EGP | RC
Bulk Storage Grain Silos Terminal _0222 | 222 | RFQ-00003 | Mohamed Nader | Procurement | 2024-12-24 | Piles Works | Approved | Earthworks - Civil-Bored Piles for Silos-P-1 | اجراء اختبار التكامل علي الخازوق | ECH | 610.04 | 610.04 | 150 | 91506 | SC_Supply/Apply | Egy Drill | Earthworks - Civil-Bored Piles for Silos-P-1 | اجراء اختبار التكامل علي الخازوق | ECH | 610.04 | 0 | 0 | EGP | SC_Supply/Apply
Bulk Storage Grain Silos Terminal _0222 | 222 | RFQ-00003 | Mohamed Nader | Procurement | 2024-12-24 | Piles Works | Approved | Earthworks - Civil-Bored Piles for Silos-P-1 | اجراء اختبار cross-hole Sonic علي الخازوق على نسبه 10% من اجمالى عدد الخوازيق و السعر لا يشمل توريد مواسير sonic ولا يشمل مواد الحقن ولكن يشمل المصنعيات اللازمة لتثبيت المواسير داخل تقفيصة الحديد و يشمل مصنعيات الحقن اللازمة وتوريد ماكينه الحقن | ECH | 60.6 | 60.6 | 7000 | 424200 | SC_Supply/Apply | Egy Drill | Earthworks - Civil-Bored Piles for Silos-P-1 | اجراء اختبار cross-hole Sonic علي الخازوق على نسبه 10% من اجمالى عدد الخوازيق و السعر لا يشمل توريد مواسير sonic ولا يشمل مواد الحقن ولكن يشمل المصنعيات اللازمة لتثبيت المواسير داخل تقفيصة الحديد و يشمل مصنعيات الحقن اللازمة وتوريد ماكينه الحقن | ECH | 60.6 | 16000 | 969600 | EGP | SC_Supply/Apply
Bulk Storage Grain Silos Terminal _0222 | 222 | RFQ-00003 | Mohamed Nader | Procurement | 2024-12-24 | Piles Works | Approved | Earthworks - Civil-Bored Piles for Silos-P-1 | بالمتر الطولى أعمال خوازيق بقطر 120 سم حتي اقصي عمق 69 متر و يقاس الخازوق من منسوب الارتكازToe Level داخل التربة حتي منسوب التشغيل (منسوب وقوف الماكينات) بالبر فى جميع انواع التربة محفورة ومصبوبة معدا التربة الصخرية فى مواقعها على الأرض الطبيعية والحفر بنظام الحفر بالتفريغ (Bored Piles) بدون غسيل الخوازيق باستخدام سائل البنتونايت لسند جوانب الحفر والقيسونات المؤقته إذا لزم الأمر واتباع كل المواصفات لمثل هذه المشاريع والقيود المتبعة عالميا للوصول بالخازوق الي متطلبات الاحمال والفئة لا تشمل توريد و تصنيع وتوضيب حديد التسليح ولا تشمل القيسونات الدائمة ولا تشمل توريد الخرسانه الجاهزه و الفئة لا تشمل تكسير رؤوس الخوازيق ولا تشمل اعمال المساحه على ان تتم الاعمال طبقا لاصول الصناعة وتعليمات المهندس المشرف. | MTR | 33833.33 | 33833.33 | 2674.06 | 90472354.42 | Ind_Mobilization | Egy Drill | Earthworks - Civil-Bored Piles for Silos-P-1 | بالمتر الطولى أعمال خوازيق بقطر 120 سم حتي اقصي عمق 69 متر و يقاس الخازوق من منسوب الارتكازToe Level داخل التربة حتي منسوب التشغيل (منسوب وقوف الماكينات) بالبر فى جميع انواع التربة محفورة ومصبوبة معدا التربة الصخرية فى مواقعها على الأرض الطبيعية والحفر بنظام الحفر بالتفريغ (Bored Piles) بدون غسيل الخوازيق باستخدام سائل البنتونايت لسند جوانب الحفر والقيسونات المؤقته إذا لزم الأمر واتباع كل المواصفات لمثل هذه المشاريع والقيود المتبعة عالميا للوصول بالخازوق الي متطلبات الاحمال والفئة لا تشمل توريد و تصنيع وتوضيب حديد التسليح ولا تشمل القيسونات الدائمة ولا تشمل توريد الخرسانه الجاهزه و الفئة لا تشمل تكسير رؤوس الخوازيق ولا تشمل اعمال المساحه على ان تتم الاعمال طبقا لاصول الصناعة وتعليمات المهندس المشرف. | MTR | 33833.33 | 2375 | 80354158.75 | EGP | Ind_Mobilization
Bulk Storage Grain Silos Terminal _0222 | 222 | RFQ-00003 | Mohamed Nader | Procurement | 2024-12-24 | Piles Works | Approved | Earthworks - Civil-Bored Piles for Silos-P-1 | - نقل ماكينة الخوازيق واللوادر والاوناش وجمبع المعدات الملحقة للماكينة من والى المشروع وملحقاتها ومشتملاتها من والي الموقع وكافة المعدات المساعدة والملحقة وإعادتها لمخازن المقاول بعد إنتهاء تنفيذ الاعمال بالكامل. | ECH | 3 | 3 | 0 | 0 | SC_Supply/Apply | Egy Drill | Earthworks - Civil-Bored Piles for Silos-P-1 | - نقل ماكينة الخوازيق واللوادر والاوناش وجمبع المعدات الملحقة للماكينة من والى المشروع وملحقاتها ومشتملاتها من والي الموقع وكافة المعدات المساعدة والملحقة وإعادتها لمخازن المقاول بعد إنتهاء تنفيذ الاعمال بالكامل. | ECH | 3 | 750000 | 2250000 | EGP | SC_Supply/Apply
Bulk Storage Grain Silos Terminal _0222 | 222 | RFQ-00003 | Mohamed Nader | Procurement | 2024-12-24 | Piles Works | Approved | Earthworks - Civil-Bored Piles for Silos-P-1 | تنفيذ تجربة تحميل رأسية (Static)للخوازيق العامل بحمل تجربة 600طن (150% من الحمل التصميمي 400 طن) شامل كافه الاعمال والمعدات اللازمه للاختبار و السعر لا يشمل توريد الرمال اللازمه. | ECH | 4.04 | 4.04 | 694500 | 2805780 | SC_Supply/Apply | Egy Drill | Earthworks - Civil-Bored Piles for Silos-P-1 | تنفيذ تجربة تحميل رأسية (Static)للخوازيق العامل بحمل تجربة 600طن (150% من الحمل التصميمي 400 طن) شامل كافه الاعمال والمعدات اللازمه للاختبار و السعر لا يشمل توريد الرمال اللازمه. | ECH | 4.04 | 300000 | 1212000 | EGP | SC_Supply/Apply
Bulk Storage Grain Silos Terminal _0222 | 222 | RFQ-00003 | Mohamed Nader | Procurement | 2024-12-24 | Piles Works | Approved | Earthworks - Civil-Bored Piles for Silos-P-1 | تنفيذ الخازوق الغير عامل حتي اقصي عمق 71 متر بنفس مسؤليات باقي الخوازيق كما هو موضح بالالتزامات بالبند السابق ولكن شامل تصنيع حديد التسليح و تنزيله وتركيبه | LS | 0 | 0 | 0 | 0 | SC_Supply/Apply | Egy Drill | Earthworks - Civil-Bored Piles for Silos-P-1 | تنفيذ الخازوق الغير عامل حتي اقصي عمق 71 متر بنفس مسؤليات باقي الخوازيق كما هو موضح بالالتزامات بالبند السابق ولكن شامل تصنيع حديد التسليح و تنزيله وتركيبه | LS | 0 | 300000 | 0 | EGP | SC_Supply/Apply
Bulk Storage Grain Silos Terminal _0222 | 222 | RFQ-00003 | Mohamed Nader | Procurement | 2024-12-24 | Piles Works | Approved | Earthworks - Civil-Bored Piles for Silos-P-1 | بالطن تصنيع وتوضيب حديد التسليح وتنزيله | TON | 1500 | 1500 | 0 | 0 | SC_Supply/Apply | Egy Drill | Earthworks - Civil-Bored Piles for Silos-P-1 | بالطن تصنيع وتوضيب حديد التسليح وتنزيله | TON | 1500 | 1325 | 1987500 | EGP | SC_Supply/Apply
Katameya Creeks | 138 | RFQ-00171 | Ahmed Saleh | MEP (Electro Mechanical) | 2024-12-25 | Split Units | Approved | Type D.Buildings.10-1 | وحدة تكييف هواء سعة تبريد الوحدة 12000 وح ب / ساعة @ 35 درجه | ECH | 23 | 23 | 500 | 11500 | SC_Supply/Apply | هاي تك للاعمال الإلكتروميكانيكال | Type D.Buildings.10-1 | وحدة تكييف هواء سعة تبريد الوحدة 12000 وح ب / ساعة @ 35 درجه | ECH | 23 | 800 | 18400 | EGP | SC_Supply/Apply
Katameya Creeks | 138 | RFQ-00171 | Ahmed Saleh | MEP (Electro Mechanical) | 2024-12-25 | Split Units | Approved | Type D.Buildings.10-1 | وحدة تكييف هواء سعة تبريد الوحدة 18000 وح ب / ساعة @ 35 درجه | ECH | 15 | 15 | 500 | 7500 | SC_Supply/Apply | هاي تك للاعمال الإلكتروميكانيكال | Type D.Buildings.10-1 | وحدة تكييف هواء سعة تبريد الوحدة 18000 وح ب / ساعة @ 35 درجه | ECH | 15 | 800 | 12000 | EGP | SC_Supply/Apply
Katameya Creeks | 138 | RFQ-00171 | Ahmed Saleh | MEP (Electro Mechanical) | 2024-12-25 | Split Units | Approved | Type D.Buildings.10-1 | وحدة تكييف هواء سعة تبريد الوحدة 24000 وح ب / ساعة @ 35 درجه | ECH | 8 | 8 | 500 | 4000 | SC_Supply/Apply | هاي تك للاعمال الإلكتروميكانيكال | Type D.Buildings.10-1 | وحدة تكييف هواء سعة تبريد الوحدة 24000 وح ب / ساعة @ 35 درجه | ECH | 8 | 800 | 6400 | EGP | SC_Supply/Apply
Katameya Creeks | 138 | RFQ-00171 | Ahmed Saleh | MEP (Electro Mechanical) | 2024-12-25 | Split Units | Approved | Type D.Buildings.10-1 | وحدة تكييف هواء سعة تبريد الوحدة 30000 وح ب / ساعة @ 35 درجه | ECH | 6 | 6 | 500 | 3000 | SC_Supply/Apply | هاي تك للاعمال الإلكتروميكانيكال | Type D.Buildings.10-1 | وحدة تكييف هواء سعة تبريد الوحدة 30000 وح ب / ساعة @ 35 درجه | ECH | 6 | 800 | 4800 | EGP | SC_Supply/Apply
Katameya Creeks | 138 | RFQ-00171 | Ahmed Saleh | MEP (Electro Mechanical) | 2024-12-25 | Split Units | Approved | Type D.Buildings.10-1 | وحدة تكييف هواء سعة تبريد الوحدة 36000 وح ب / ساعة @ 35 درجه | ECH | 3 | 3 | 500 | 1500 | SC_Supply/Apply | هاي تك للاعمال الإلكتروميكانيكال | Type D.Buildings.10-1 | وحدة تكييف هواء سعة تبريد الوحدة 36000 وح ب / ساعة @ 35 درجه | ECH | 3 | 800 | 2400 | EGP | SC_Supply/Apply
Katameya Creeks | 138 | RFQ-00171 | Ahmed Saleh | MEP (Electro Mechanical) | 2024-12-25 | Split Units | Approved | Type D.Buildings.10-1 | Muller Copper pipe size 1/4 " | LM | 240 | 240 | 20.15 | 4836 | SC_Supply/Apply | هاي تك للاعمال الإلكتروميكانيكال | Type D.Buildings.10-1 | Muller Copper pipe size 1/4 " | LM | 240 | 310 | 74400 | EGP | SC_Supply/Apply
Katameya Creeks | 138 | RFQ-00171 | Ahmed Saleh | MEP (Electro Mechanical) | 2024-12-25 | Split Units | Approved | Type D.Buildings.10-1 | Muller Copper pipe size 3/8 " | LM | 240 | 240 | 31.2 | 7488 | SC_Supply/Apply | هاي تك للاعمال الإلكتروميكانيكال | Type D.Buildings.10-1 | Muller Copper pipe size 3/8 " | LM | 240 | 480 | 115200 | EGP | SC_Supply/Apply
Katameya Creeks | 138 | RFQ-00171 | Ahmed Saleh | MEP (Electro Mechanical) | 2024-12-25 | Split Units | Approved | Type D.Buildings.10-1 | Muller Copper pipe size 1/2 " | LM | 150 | 150 | 27.3 | 4095 | SC_Supply/Apply | هاي تك للاعمال الإلكتروميكانيكال | Type D.Buildings.10-1 | Muller Copper pipe size 1/2 " | LM | 150 | 420 | 63000 | EGP | SC_Supply/Apply
Katameya Creeks | 138 | RFQ-00171 | Ahmed Saleh | MEP (Electro Mechanical) | 2024-12-25 | Split Units | Approved | Type D.Buildings.10-1 | Muller Copper pipe size 5/8 " | LM | 90 | 90 | 40.95 | 3685.5 | SC_Supply/Apply | هاي تك للاعمال الإلكتروميكانيكال | Type D.Buildings.10-1 | Muller Copper pipe size 5/8 " | LM | 90 | 630 | 56700 | EGP | SC_Supply/Apply
Katameya Creeks | 138 | RFQ-00171 | Ahmed Saleh | MEP (Electro Mechanical) | 2024-12-25 | Split Units | Approved | Type D.Buildings.10-1 | Muller Copper pipe size 3/4 " | LM | 50 | 50 | 46.8 | 2340 | SC_Supply/Apply | هاي تك للاعمال الإلكتروميكانيكال | Type D.Buildings.10-1 | Muller Copper pipe size 3/4 " | LM | 50 | 720 | 36000 | EGP | SC_Supply/Apply
Katameya Creeks | 138 | RFQ-00171 | Ahmed Saleh | MEP (Electro Mechanical) | 2024-12-25 | Split Units | Approved | Type D.Buildings.10-1 | K flex ST Tubes insulation - 19mm thick - size 1/4 " | LM | 240 | 240 | 4.88 | 1171.2 | SC_Supply/Apply | هاي تك للاعمال الإلكتروميكانيكال | Type D.Buildings.10-1 | K flex ST Tubes insulation - 19mm thick - size 1/4 " | LM | 240 | 75 | 18000 | EGP | SC_Supply/Apply
Katameya Creeks | 138 | RFQ-00171 | Ahmed Saleh | MEP (Electro Mechanical) | 2024-12-25 | Split Units | Approved | Type D.Buildings.10-1 | K flex ST Tubes insulation - 19mm thick - size 3/8 " | LM | 240 | 240 | 5.4 | 1296 | SC_Supply/Apply | هاي تك للاعمال الإلكتروميكانيكال | Type D.Buildings.10-1 | K flex ST Tubes insulation - 19mm thick - size 3/8 " | LM | 240 | 90 | 21600 | EGP | SC_Supply/Apply
Katameya Creeks | 138 | RFQ-00171 | Ahmed Saleh | MEP (Electro Mechanical) | 2024-12-25 | Split Units | Approved | Type D.Buildings.10-1 | K flex ST Tubes insulation - 19mm thick - size 1/2 " | LM | 150 | 150 | 4.55 | 682.5 | SC_Supply/Apply | هاي تك للاعمال الإلكتروميكانيكال | Type D.Buildings.10-1 | K flex ST Tubes insulation - 19mm thick - size 1/2 " | LM | 150 | 70 | 10500 | EGP | SC_Supply/Apply
Katameya Creeks | 138 | RFQ-00171 | Ahmed Saleh | MEP (Electro Mechanical) | 2024-12-25 | Split Units | Approved | Type D.Buildings.10-1 | K flex ST Tubes insulation - 19mm thick - size 5/8 " | LM | 90 | 90 | 5.1 | 459 | SC_Supply/Apply | هاي تك للاعمال الإلكتروميكانيكال | Type D.Buildings.10-1 | K flex ST Tubes insulation - 19mm thick - size 5/8 " | LM | 90 | 85 | 7650 | EGP | SC_Supply/Apply
Katameya Creeks | 138 | RFQ-00171 | Ahmed Saleh | MEP (Electro Mechanical) | 2024-12-25 | Split Units | Approved | Type D.Buildings.10-1 | K flex ST Tubes insulation - 19mm thick - size 3/4 " | LM | 50 | 50 | 5.76 | 288 | SC_Supply/Apply | هاي تك للاعمال الإلكتروميكانيكال | Type D.Buildings.10-1 | K flex ST Tubes insulation - 19mm thick - size 3/4 " | LM | 50 | 90 | 4500 | EGP | SC_Supply/Apply
Qasr Rashwan - Lot B _0208 | 208 | RFQ-00079 | Purchasing Engineers | Purchasing | 2024-12-25 | concrete ready mix (104660) | Approved | Total | Ready Mix Concrete 300 kg/cm2, OPC CC 400 kg/m3 | CBM | 216.7 | 216.7 | 1205 | 261123.5 | RC | سما ميكس للمقاولات العامه والخرسانه الجاهزه | Total | Ready Mix Concrete 300 kg/cm2, OPC CC 400 kg/m3 | CBM | 216.7 | 2633.4 | 570657.78 | EGP | RC
Qasr Rashwan - Lot B _0208 | 208 | RFQ-00079 | Purchasing Engineers | Purchasing | 2024-12-25 | concrete ready mix (104660) | Approved | Total | Ready Mix Concrete 250 kg/cm2, OPC CC 350 kg/m3 | CBM | 172.55 | 172.55 | 1265 | 218275.75 | RC | سما ميكس للمقاولات العامه والخرسانه الجاهزه | Total | Ready Mix Concrete 250 kg/cm2, OPC CC 350 kg/m3 | CBM | 172.55 | 2462.4 | 424887.12 | EGP | RC
Qasr Rashwan - Lot B _0208 | 208 | RFQ-00079 | Purchasing Engineers | Purchasing | 2024-12-25 | concrete ready mix (104660) | Approved | Total | Ready Mix Concrete 250 kg/cm2, SRC CC 350 kg/m3 | CBM | 373.13 | 300 | 1300 | 390000 | RC | سما ميكس للمقاولات العامه والخرسانه الجاهزه | Total | Ready Mix Concrete 250 kg/cm2, SRC CC 350 kg/m3 | CBM | 300 | 2496.6 | 748980 | EGP | RC
Qasr Rashwan - Lot B _0208 | 208 | RFQ-00079 | Purchasing Engineers | Purchasing | 2024-12-25 | concrete ready mix (104660) | Approved | Total | Ready Mix Concrete 300 kg/cm2, SRC CC 400 kg/m3 | CBM | 2028.2 | 600 | 1395 | 837000 | RC | سما ميكس للمقاولات العامه والخرسانه الجاهزه | Total | Ready Mix Concrete 300 kg/cm2, SRC CC 400 kg/m3 | CBM | 600 | 2667.6 | 1600560 | EGP | RC
Qasr Rashwan - Lot B _0208 | 208 | RFQ-00079 | Purchasing Engineers | Purchasing | 2024-12-25 | concrete ready mix (104660) | Approved | Total | Ready Mix Concrete 200 kg/cm2, OPC CC 300 kg/m3 | CBM | 55.89 | 55.89 | 1175 | 65670.75 | RC | سما ميكس للمقاولات العامه والخرسانه الجاهزه | Total | Ready Mix Concrete 200 kg/cm2, OPC CC 300 kg/m3 | CBM | 55.89 | 2302.8 | 128703.49 | EGP | RC
Qasr Rashwan - Lot B _0208 | 208 | RFQ-00079 | Purchasing Engineers | Purchasing | 2024-12-25 | concrete ready mix (104660) | Approved | Total | *Ready Mix Concrete 300 kg/cm2 | CBM | 132 | 132 | 0 | 0 | RC | سما ميكس للمقاولات العامه والخرسانه الجاهزه | Total | *Ready Mix Concrete 300 kg/cm2 | CBM | 132 | 2850 | 376200 | EGP | RC
Qasr Rashwan - Lot B _0208 | 208 | RFQ-00079 | Purchasing Engineers | Purchasing | 2024-12-25 | concrete ready mix (104660) | Approved | *Mobilization | Un-reinforced lean concrete for sub-structure | CBM | 14 | 0 | 0 | 0 | RC | سما ميكس للمقاولات العامه والخرسانه الجاهزه | *Mobilization | Un-reinforced lean concrete for sub-structure | CBM | 0 | 0 | 0 | EGP | RC
Qasr Rashwan - Lot B _0208 | 208 | RFQ-00079 | Purchasing Engineers | Purchasing | 2024-12-25 | concrete ready mix (104660) | Approved | Total | Ready Mix Concrete 150 kg/cm2, OPC CC 200 kg/m3 | CBM | 14 | 14 | 0 | 0 | RC | سما ميكس للمقاولات العامه والخرسانه الجاهزه | Total | Ready Mix Concrete 150 kg/cm2, OPC CC 200 kg/m3 | CBM | 14 | 2131.8 | 29845.2 | EGP | RC
Mivida BP#189 | 170 | RFQ-00177 | Mostafa Shourbagi | MEP (Electro Mechanical) | 2024-12-11 | Area Drains | Approved | 152105.BAS | P.R. 103813 → Area Drains | LS | 1 | 1 | 102971.93 | 102971.93 | SC_Supply | محمد زهدى و شريكته | 152105.BAS | P.R. 103813 → Area Drains | LS | 1 | 139707 | 139707 | EGP | SC_Supply
Damietta Container Terminal-Infra & Bldgs _0216 | 216 | RFQ-00129 | Purchasing Engineers | Purchasing | 2024-12-26 | Supply Curb stone (PR_105317) | Approved | 1884 - Indirect Cost - 00 | بردورة عجالى 50 سم *30 سم * 30 سم | MTR | 200 | 200 | 1.6 | 320 | MAT_Raw | Samco For General Contracting & Supplies | 1884 - Indirect Cost - 00 | بردورة عجالى 50 سم *30 سم * 30 سم | MTR | 200 | 250 | 50000 | EGP | MAT_Raw
ORA ZED-Ph 2-Pkgs A&D | 151 | RFQ-00110 | Purchasing Engineers | Purchasing | 2024-12-26 | سافيتو سيل 1120 - PR - 104802 | Approved | All areas | سافيتو سيل 1120 | KGR | 6921 | 6921 | 24.2 | 167488.2 | MAT_Raw | سامينا للاستيراد والتوكيلات التجارية | All areas | سافيتو سيل 1120 | KGR | 6921 | 35.78 | 247633.38 | EGP | MAT_Raw
AS2 Saint Gobain _0221 | 221 | RFQ-00029 | Purchasing Engineers | Purchasing | 2024-12-30 | Insulation PR 106667 | Approved | 10.13 - Civil-9-b | Dry Proof 530 | KGR | 3000 | 3000 | 26.72 | 80160 | MAT_Misc | المتحدة للبويات والكيماويات | 10.13 - Civil-9-b | Dry Proof 530 | KGR | 3000 | 26.02 | 78060 | EGP | MAT_Misc
Rabigh CCPP-Civil _K0006 | K0006 | RFQ-00109 | Mohamed Amr | Procurement | 2024-12-31 | Steel RFT | Approved | 03 21 00 WL-0004 | steel dia 25 mm | TON | 100.8 | 86 | 2434 | 209324 | MAT_Raw | AL FAISAL STEEL PRODUCTS CO. | 03 21 00 WL-0004 | steel dia 25 mm | TON | 86 | 2400 | 206400 | SAR | MAT_Raw
Katameya Creeks | 138 | RFQ-00137 | Youssef Abd El Kream | MEP (Electro Mechanical) | 2024-12-01 | Fans PR 104465 | Approved | Fans | Wall Mounted Fan 200 CFM | ECH | 38 | 38 | 2395.09 | 91013.42 | SC_Supply | شركة نوفوفينت S&P- FERRARIE | Fans | Wall Mounted Fan 200 CFM | ECH | 38 | 8800 | 334400 | EGP | SC_Supply
Katameya Creeks | 138 | RFQ-00137 | Youssef Abd El Kream | MEP (Electro Mechanical) | 2024-12-01 | Fans PR 104465 | Approved | Fans | Wall Mounted Fan 250 CFM | ECH | 17 | 17 | 2397.15 | 40751.55 | SC_Supply | شركة نوفوفينت S&P- FERRARIE | Fans | Wall Mounted Fan 250 CFM | ECH | 17 | 8800 | 149600 | EGP | SC_Supply
Katameya Creeks | 138 | RFQ-00137 | Youssef Abd El Kream | MEP (Electro Mechanical) | 2024-12-01 | Fans PR 104465 | Approved | Fans | Shutter For wall Mounted Fan HXM 200 | ECH | 55 | 55 | 0 | 0 | SC_Supply | شركة نوفوفينت S&P- FERRARIE | Fans | Shutter For wall Mounted Fan HXM 200 | ECH | 55 | 2300 | 126500 | EGP | SC_Supply
Katameya Creeks | 138 | RFQ-00137 | Youssef Abd El Kream | MEP (Electro Mechanical) | 2024-12-01 | Fans PR 104465 | Approved | Fans | Shutter For wall Mounted Fan HXM 250 | ECH | 4 | 4 | 0 | 0 | SC_Supply | شركة نوفوفينت S&P- FERRARIE | Fans | Shutter For wall Mounted Fan HXM 250 | ECH | 4 | 2900 | 11600 | EGP | SC_Supply
Rabigh CCPP-Civil _K0006 | K0006 | RFQ-00109 | Mohamed Amr | Procurement | 2024-12-31 | Steel RFT | Approved | 03 21 00 WL-0004 | steel dia 10 mm | TON | 30 | 30 | 2434 | 73020 | MAT_Raw | AL FAISAL STEEL PRODUCTS CO. | 03 21 00 WL-0004 | steel dia 10 mm | TON | 30 | 2500 | 75000 | SAR | MAT_Raw
Rabigh CCPP-Civil _K0006 | K0006 | RFQ-00109 | Mohamed Amr | Procurement | 2024-12-31 | Steel RFT | Approved | 03 21 00 WL-0004 | steel dia 12 mm | TON | 60 | 60 | 2434 | 146040 | MAT_Raw | AL FAISAL STEEL PRODUCTS CO. | 03 21 00 WL-0004 | steel dia 12 mm | TON | 60 | 2400 | 144000 | SAR | MAT_Raw
Rabigh CCPP-Civil _K0006 | K0006 | RFQ-00109 | Mohamed Amr | Procurement | 2024-12-31 | Steel RFT | Approved | 03 21 00 WL-0004 | steel dia 14 mm | TON | 10 | 10 | 2434 | 24340 | MAT_Raw | AL FAISAL STEEL PRODUCTS CO. | 03 21 00 WL-0004 | steel dia 14 mm | TON | 10 | 2400 | 24000 | SAR | MAT_Raw
Rabigh CCPP-Civil _K0006 | K0006 | RFQ-00109 | Mohamed Amr | Procurement | 2024-12-31 | Steel RFT | Approved | 03 21 00 WL-0004 | steel dia 16 mm | TON | 100 | 100 | 2434 | 243400 | MAT_Raw | AL FAISAL STEEL PRODUCTS CO. | 03 21 00 WL-0004 | steel dia 16 mm | TON | 100 | 2400 | 240000 | SAR | MAT_Raw
Rabigh CCPP-Civil _K0006 | K0006 | RFQ-00109 | Mohamed Amr | Procurement | 2024-12-31 | Steel RFT | Approved | 03 21 00 WL-0004 | steel dia 20 mm | TON | 80 | 80 | 2434 | 194720 | MAT_Raw | AL FAISAL STEEL PRODUCTS CO. | 03 21 00 WL-0004 | steel dia 20 mm | TON | 80 | 2400 | 192000 | SAR | MAT_Raw
Count: 11014