## merged
SN | Description | Unit | Rate | MOS (Stock) | Stock Amount | Excess | Excess Amount | Part Number | Usage area/building | Quality status | MIR Refrence | Other Description | Qty | supply rate | install rate | Total Amount
| 26 05 19 - 26 05 36- 26 05 39 - 26 05 43 - LOW VOLTAGE ELECTRICAL POWER CONDUCTORS AND CABLES | [10 empty] | 26 05 19 - 26 05 36- 26 05 39 - 26 05 43 - LOW VOLTAGE ELECTRICAL POWER CONDUCTORS AND CABLES | 0 | 0 | 0 | 0
H | CABLE FEEDERS | [10 empty] | CABLE FEEDERS | 0 | 0 | 0 | 0
H1 | CU/XLPE/PVC cable [(4x4)mm2 )]] | [10 empty] | CU/XLPE/STA/PVC cable [(3x185+95)mm2 +95mm2)]. | 0 | 0 | 0 | 0
|  | m | 37.8 | 0 | 0 |  | 0
H2 | CU/XLPE/PVC cable [(4x4)mm2 + 4mm2)]] | [5 empty] | 0 |  |  |  |  | CU/XLPE/STA/PVC cable [(3x185+95)mm2 +95mm2)]. | 0 | 0 | 0 | 0
|  | m | 45.36 | 0 | 0 |  | 0
H3 | CU/XLPE/PVC cable [(4x6)mm2 + 6mm2)]] | [5 empty] | 0 |  |  |  |  | CU/XLPE/STA/PVC cable [(3x185+95)mm2 +95mm2)]. | 0 | 0 | 0 | 0
|  | m | 65.88 | 0 | 0 |  | 0
H4 | CU/XLPE/PVC cable [(4x10)mm2 + 10mm2)]] | [5 empty] | 0 |  |  |  |  | CU/XLPE/STA/PVC cable [(3x185+95)mm2 +95mm2)]. | 0 | 0 | 0 | 0
|  | m | 103.68 | 45 | 4665.6 |  | 0 | NA | Main shed/Warehouse | Good | MIR-00156//00729
H5 | CU/XLPE/STA/PVC cable [(4x10)mm2 + 10mm2)]] | m | 114.48 | 487 | 55751.76 | 200 | 22896 | NA | Infra/Main shed | Good | MIR-0090/00156//00729 | CU/XLPE/STA/PVC cable [(3x185+95)mm2 +95mm2)]. | 0 | 0 | 0 | 0
H6 | CU/XLPE/PVC cable [(4x16)mm2 + 16mm2)]] and all necessary accessories and ancillary works required as specified and as shown on drawings. | [5 empty] | 0 |  |  |  |  | CU/XLPE/PVC cable [(4x16)mm2 + 16mm2)]] and all necessary accessories and ancillary works required as specified and as shown on drawings. | 0 | 0 | 0 | 0
| Supply | m | 156.6 | 0 | 0 |  | 0
| Install, Connect and Test | m |  |  |  |  | 0 |  |  |  |  | Install, Connect and Test | 3000 | 0 | 63.72 | 191160
H7 | CU/XLPE/STA/PVC cable [(4x16)mm2 + 16mm2)]] and all necessary accessories and ancillary works required as specified and as shown on drawings. | [5 empty] | 0 |  |  |  |  | CU/XLPE/STA/PVC cable [(4x16)mm2 + 16mm2)]] and all necessary accessories and ancillary works required as specified and as shown on drawings. | 0 | 0 | 0 | 0
| Supply | m | 169.56 | 0 | 0 |  | 0
| Install, Connect and Test | m |  |  |  |  | 0 |  |  |  |  | Install, Connect and Test | 3000 | 0 | 63.72 | 191160
H8 | CU/XLPE/PVC cable [(4x25)mm2 + 16mm2]] and all necessary accessories and ancillary works required as specified and as shown on drawings. | [5 empty] | 0 |  |  |  |  | CU/XLPE/PVC cable [(4x25)mm2 + 16mm2]] and all necessary accessories and ancillary works required as specified and as shown on drawings. | 0 | 0 | 0 | 0
| Supply | m | 222.48 | 0 | 0 |  | 0
| Install, Connect and Test | m |  |  |  |  | 0 |  |  |  |  | Install, Connect and Test | 3000 | 0 | 63.72 | 191160
H10 | CU/XLPE/PVC cable [(4x35)mm2 + 16mm2)]] and all necessary accessories and ancillary works required as specified and as shown on drawings. | [5 empty] | 0 |  |  |  |  | CU/XLPE/PVC cable [(4x35)mm2 + 16mm2)]] and all necessary accessories and ancillary works required as specified and as shown on drawings. | 0 | 0 | 0 | 0
| Supply | m | 291.6 | 0 | 0 |  | 0
| Install, Connect and Test | m |  |  |  |  | 0 |  |  |  |  | Install, Connect and Test | 3000 | 0 | 63.72 | 191160
H11 | CU/XLPE/PVC cable [(3x50+25)mm2 + 25mm2)]] and all necessary accessories and ancillary works required as specified and as shown on drawings. | [5 empty] | 0 |  |  |  |  | CU/XLPE/PVC cable [(3x50+25)mm2 + 25mm2)]] and all necessary accessories and ancillary works required as specified and as shown on drawings. | 0 | 0 | 0 | 0
| Supply | m | 362.88 | 82 | 29756.16 |  | 0
| Install, Connect and Test | [5 empty] | 0 |  |  |  |  | Install, Connect and Test | 3000 | 0 | 63.72 | 191160
H12 | CU/XLPE/STA/PVC cable [(3x50+25)mm2 + 25mm2)]] and all necessary accessories and ancillary works required as specified and as shown on drawings. | [5 empty] | 0 |  |  |  |  | CU/XLPE/STA/PVC cable [(3x50+25)mm2 + 25mm2)]] and all necessary accessories and ancillary works required as specified and as shown on drawings. | 0 | 0 | 0 | 0
| Supply | m | 373.68 | 0 | 0 |  | 0
| Install, Connect and Test | m |  |  |  |  | 0 |  |  |  |  | Install, Connect and Test | 3000 | 0 | 63.72 | 191160
H13 | CU/XLPE/PVC cable [(3x70+35)mm2 + 35mm2)]] | m | 517.32 | 153 | 79149.96 | 153 | 79149.96 | NA | Main shed | Good | MIR-00079 | CU/XLPE/STA/PVC cable [(3x185+95)mm2 +95mm2)]. | 0 | 0 | 0 | 0
H14 | CU/XLPE/STA/PVC cable [(3x70+35)mm2 + 35mm2)]] | m | 528.12 | 405 | 213888.6 | 405 | 213888.6 | NA | Infra/Main shed | Good | MIR-00079 | CU/XLPE/STA/PVC cable [(3x185+95)mm2 +95mm2)]. | 0 | 0 | 0 | 0
H15 | CU/XLPE/PVC cable [(3x95+50)mm2 + 50mm2)]] and all necessary accessories and ancillary works required as specified and as shown on drawings. | [5 empty] | 0 |  |  |  |  | CU/XLPE/PVC cable [(3x95+50)mm2 + 50mm2)]] and all necessary accessories and ancillary works required as specified and as shown on drawings. | 0 | 0 | 0 | 0
| Supply |  | 711.72 | 0 | 0 |  | 0
| Install, Connect and Test | 197.64 |  |  |  |  | 0 |  |  |  |  | Install, Connect and Test | 3000 | 0 | 63.72 | 191160
H16 | CU/STA/PVC cable [(3x95+50)mm2 + 50mm2)]] | m | 729 | 62 | 45198 | 62 | 45198 | NA | Infra/Main shed | Good | MIR-00079//00113//00119 | CU/XLPE/STA/PVC cable [(3x185+95)mm2 +95mm2)]. | 0 | 0 | 0 | 0
H17 | CU/XLPE/PVC cable [(3x120+70)mm2 + 70mm2)]] |  | 916.92 | 27 | 24756.84 | 27 | 24756.84 | NA | Main shed/substations | Good | MIR-00111//00113//00119 | CU/XLPE/STA/PVC cable [(3x185+95)mm2 +95mm2)]. | 0 | 0 | 0 | 0
H19 | CU/XLPE/PVC cable [(3x150+70)mm2 + 70mm2)]] | m | 1070.28 | 23 | 24616.44 | 23 | 24616.44 | NA | Main shed/substations | Good | MIR-00079 | CU/XLPE/STA/PVC cable [(3x185+95)mm2 +95mm2)]. | 0 | 0 | 0 | 0
H20 | CU/XLPE/PVC cable [(3x185+95)mm2 + 95mm2)]] | m | 1379.16 | 1620 | 2234239.2 | 1620 | 2234239.2 | NA | Main shed/substations | Good | MIR-00063//00082//00075 | CU/XLPE/STA/PVC cable [(3x185+95)mm2 +95mm2)]. | 0 | 0 | 0 | 0
H22 | CU/XLPE/PVC cable [(3x240+120)mm2 +120mm2)]. | m | 1786.32 | 107 | 191136.24 | 107 | 191136.24 | NA | Main shed/substations | Good | MIR-000120 | CU/XLPE/STA/PVC cable [(3x185+95)mm2 +95mm2)]. | 0 | 0 | 0 | 0
H25 | AL/XLPE/STA/PVC cable [(4x16)mm2 + 16mm2)]. and all necessary accessories and ancillary works . | [5 empty] | 0 |  |  |  |  | AL/XLPE/STA/PVC cable [(4x16)mm2 + 16mm2)]. and all necessary accessories and ancillary works . | 0 | 0 | 0 | 0
|  | m | 169.56 | 71 | 12038.76 | 0 | 0
T | MV CABLE FEEDERS | [5 empty] | 0 |  |  |  |  | MV CABLE FEEDERS | 0 | 0 | 0 | 0
T1 | AL/XLPE/STA/PVC 18/30 KV cable (3x240)mm2. | [5 empty] | 0 |  |  |  |  | CU/XLPE/STA/PVC cable [(3x185+95)mm2 +95mm2)]. | 0 | 0 | 0 | 0
|  | m | 554.04 | 381 | 211089.24 | 381 | 211089.24 | NA | Infra | Good | MIR-00073
L | 26 36 00-TRANSFER SWITCHES | [5 empty] | 0 |  |  |  |  | 26 36 00-TRANSFER SWITCHES | 0 | 0 | 0 | 0
L-1 | Static transfer switch (40A, 1-ph) | Nr |  | 1 | 0 | 1 | 0 | NA | Admin | Good | MIR-0041 | One gang,One Way 10A modular Switch (water proof) | 0 | 0 | 0 | 0
| 26 05 19-LOW VOLTAGE ELECTRICAL POWER CONDUCTORS AND CABLES | [5 empty] | 0 |  |  |  |  | 26 05 19-LOW VOLTAGE ELECTRICAL POWER CONDUCTORS AND CABLES | 0 | 0 | 0 | 0
| 26 05 19 - 26 05 36- 26 05 39 - 26 05 43 - LOW VOLTAGE ELECTRICAL POWER CONDUCTORS AND CABLES | [5 empty] | 0 |  |  |  |  | 26 05 19 - 26 05 36- 26 05 39 - 26 05 43 - LOW VOLTAGE ELECTRICAL POWER CONDUCTORS AND CABLES | 0 | 0 | 0 | 0
H | CABLE FEEDERS | [5 empty] | 0 |  |  |  |  | CABLE FEEDERS | 0 | 0 | 0 | 0
H9 | CU/XLPE/STA/PVC cable [(4x25)mm2 + 16mm2]. | m | 405.08 | 214 | 86687.12 | 214 | 86687.12 | NA | Infra/Main shed | Good | MIR-00079//00729 | CU/XLPE/STA/PVC cable [(3x185+95)mm2 +95mm2)]. | 0 | 0 | 0 | 0
H18 | CU/XLPE/STA/PVC cable [(3x120+70)mm2 + 70mm2)] | m | 1674.4 | 152 | 254508.8 | 152 | 254508.8 | NA | Infra/Main shed | Good | MIR-00119 | CU/XLPE/STA/PVC cable [(3x185+95)mm2 +95mm2)]. | 0 | 0 | 0 | 0
H21 | CU/XLPE/STA/PVC cable [(3x185+95)mm2 +95mm2)]. | m | 2496.84 | 366 | 913843.44 | 366 | 913843.44 | NA | Infra/Main shed | Good | MIR-00063 | CU/XLPE/STA/PVC cable [(3x185+95)mm2 +95mm2)]. | 0 | 0 | 0 | 0
| Special Cables DIV-26 New | [5 empty] | 0 |  |  |  |  | Special Cables DIV-26 New | 0 | 0 | 0 | 0
I | starr, geeignet für aussen ( und innen) solid, for outdoor + indoor use able for wiring in ground UV resistance (NYY-J) U =600V /1kV wire color coded -10..+70grd | [5 empty] | 0
A1 | NYY‐J 3x1,5 RE 0,6/1kV | m | 27.92 | 101 | 2819.92 | 101 | 2819.92 | NYY‐J 3x1,5 RE 0,6/1kV | Miscellaneous | Good
A2 | NYY‐J 4x1,5 RE 0,6/1kV | m | 33.71 | 0 | 0 | 0 | 0
A3 | NYY‐J 4x2,5 RE 0,6/1kV | m | 49 | 46 | 2254 | 46 | 2254 | NYY‐J 4x2,5 RE 0,6/1kV | Miscellaneous | Good
A4 | NYY‐J 4x4 RE 0,6/1kV | m | 68.83 | 0 | 0 | 0 | 0 | NYY‐J 4x4 RE 0,6/1kV | Miscellaneous | Good
A5 | NYY‐J 4x6 RE 0,6/1kV | m | 97.74 | 32 | 3127.68 | 32 | 3127.68 | NYY‐J 4x6 RE 0,6/1kV | Miscellaneous | Good
A6 | NYY‐J 4x10 RE 0,6/1kV | m | 150.09 | 22 | 3301.98 | 22 | 3301.98 | NYY‐J 4x10 RE 0,6/1kV | Miscellaneous | Good
A7 | NYY‐J 4x16 RE 0,6/1kV | m | 241.27 | 0 | 0 | 0 | 0
A8 | NYY‐J 4x25 RM 0,6/1kV | m | 358.12 | 0 | 0 | 0 | 0
A9 | NYY‐J 4x70 SM 0,6/1kV | m | 906.11 | 108 | 97859.88 | 108 | 97859.88 | NYY‐J 4x70 SM 0,6/1kV | Miscellaneous | Good
A10 | NYY‐J 3x25 RM/16 RE 0,6/1kV | m | 342.87 | 0 | 0 | 0 | 0
A11 | NYY‐J 3x35 SM/16 RE 0,6/1kV | m | 416.66 | 197 | 82082.02 | 197 | 82082.02 | NYY‐J 3x35 SM/16 RE 0,6/1kV | Miscellaneous | Good
A12 | NYY‐J 3x50 SM/25 RM 0,6/1kV | m | 594.63 | 120 | 71355.6 | 120 | 71355.6 | NYY‐J 3x50 SM/25 RM 0,6/1kV | Miscellaneous | Good
A13 | NYY‐J 3x70 SM/35 SM 0,6/1kV | m | 777.38 | 148 | 115052.24 | 148 | 115052.24 | NYY‐J 3x70 SM/35 SM 0,6/1kV | Miscellaneous | Good
A14 | NYY‐J 3x120 SM/70 SM 0,6/1kV | m | 1360.42 | 130 | 176854.6 | 130 | 176854.6 | NYY‐J 3x120 SM/70 SM 0,6/1kV | Miscellaneous | Good
A15 | NYY‐J 3x150 SM/70 SM 0,6/1kV | [5 empty] | 0
|  | m | 1668.26 | 5 | 8341.3 | 5 | 8341.3 | NYY‐J 3x150 SM/70 SM 0,6/1kV | Miscellaneous | Good
A16 | NYY‐J 3x185 SM/95 SM 0,6/1kV | m | 2046.54 | 234 | 478890.36 | 234 | 478890.36 | NYY‐J 3x185 SM/95 SM 0,6/1kV | Miscellaneous | Good
A17 | NYCY 3x2,5 RE/2,5 0,6/1kV | [5 empty] | 0 |  |  |  |  | NYCY 3x2,5 RE/2,5 0,6/1kV | 0 | 0 | 0 | 0
|  | m | 65.24 | 0 | 0 | 0 | 0
B | Flexibel , für innen flexible, indoor use not UV resistance (H05VV5-F oder YSLY-J) wire numbered U = 300V / 500V alternativ: Helu JZ-750 U=450/700V -40..+80grd G = with protective conductor gn-ge x = without protective conductor | [5 empty] | 0
B1 | ÖLFLEX CLASSIC 110 3G0,75 | m | 13.7235 | 0 | 0 | 0 | 0
B2 | ÖLFLEX CLASSIC 110 3G1 | m | 16.9602 | 1157 | 19622.9625 | 1157 | 19622.9625 | ÖLFLEX CLASSIC 110 3G1 | Miscellaneous | Good
B3 | ÖLFLEX CLASSIC 110 3G1,5 | m | 21.3814 | 0 | 0 | 0 | 0
B4 | ÖLFLEX CLASSIC 110 4G0,75 | m | 18.4615 | 0 | 0 | 0 | 0
B5 | ÖLFLEX CLASSIC 110 4G1,5 | m | 26.9596 | 349 | 9408.9043 | 349 | 9408.9043 | ÖLFLEX CLASSIC 110 4G1,5 | Miscellaneous | Good
B6 | ÖLFLEX CLASSIC 110 4G2,5 | m | 41.0772 | 57 | 2341.4018 | 57 | 2341.4018 | ÖLFLEX CLASSIC 110 4G2,5 | Miscellaneous | Good
B7 | ÖLFLEX CLASSIC 110 4G4 | m | 62.5856 | 566 | 35423.4375 | 566 | 35423.4375 | ÖLFLEX CLASSIC 110 4G4 | Miscellaneous | Good
B8 | ÖLFLEX CLASSIC 110 4G6 | [5 empty] | 0
| Supply | m | 88.3884 | 17 | 1502.6035 | 17 | 1502.6035 | ÖLFLEX CLASSIC 110 4G6 | Miscellaneous | Good
| Install, Connect and Test | m |  |  |  |  | 0 |  |  |  |  | Install, Connect and Test | 3000 | 0 | 63.72 | 191160
B9 | ÖLFLEX CLASSIC 110 4G10 | [5 empty] | 0
| Supply | m | 143.4127 | 113 | 16205.6349 | 113 | 16205.6349 | ÖLFLEX CLASSIC 110 4G10 | Miscellaneous | Good
| Install, Connect and Test | [5 empty] | 0 |  |  |  |  | Install, Connect and Test | 3000 | 0 | 63.72 | 191160
B10 | ÖLFLEX CLASSIC 110 4G16 | [5 empty] | 0
| Supply | m | 220.6808 | 100 | 22068.0801 | 100 | 22068.0801 | ÖLFLEX CLASSIC 110 4G16 | Miscellaneous | Good
B11 | ÖLFLEX CLASSIC 110 4G25 | [5 empty] | 0
| Supply | m | 350.494 | 0 | 0 | 0 | 0
B12 | ÖLFLEX CLASSIC 110 4G35 | [5 empty] | 0
| Supply | m | 484.508 | 0 | 0 | 0 | 0
B13 | ÖLFLEX CLASSIC 110 5G0,75 | [5 empty] | 0
|  | m | 19.1254 | 1627 | 31116.9758 | 1627 | 31116.9758 | ÖLFLEX CLASSIC 110 5G0,75 | Miscellaneous | Good
B14 | ÖLFLEX CLASSIC 110 5G1 | [5 empty] | 0
|  | m | 24.9377 | 319 | 7955.1243 | 319 | 7955.1243 | ÖLFLEX CLASSIC 110 5G1 | Miscellaneous | Good
B15 | ÖLFLEX CLASSIC 110 5G1,5 | [5 empty] | 0
|  | m | 33.1851 | 0 | 0 | 0 | 0
B16 | ÖLFLEX CLASSIC 110 5G2,5 | [5 empty] | 0
|  | m | 51.3604 | 37 | 1900.3331 | 37 | 1900.3331 | ÖLFLEX CLASSIC 110 5G2,5 | Miscellaneous | Good
B17 | ÖLFLEX CLASSIC 110 5G4 | [5 empty] | 0
|  | m | 74.5353 | 1 | 74.5353 | 1 | 74.5353 | ÖLFLEX CLASSIC 110 5G4 | Miscellaneous | Good
B18 | ÖLFLEX CLASSIC 110 7G1 | [5 empty] | 0
|  | m | 35.7745 | 5 | 178.8726 | 5 | 178.8726 | ÖLFLEX CLASSIC 110 7G1 | Miscellaneous | Good
B19 | ÖLFLEX CLASSIC 110 7G1,5 | [5 empty] | 0
|  | m | 45.5535 | 0 | 0 | 0 | 0
B20 | ÖLFLEX CLASSIC 110 7G2,5 | [5 empty] | 0
|  | m | 67.7836 | 84 | 5693.8236 | 84 | 5693.8236 | ÖLFLEX CLASSIC 110 7G2,5 | Miscellaneous | Good
B21 | ÖLFLEX CLASSIC 110 7G4 |  | 115.935 |  |  |  | 0
B22 | ÖLFLEX CLASSIC 110 12G0,75 | [5 empty] | 0
|  | m | 49.8233 | 0 | 0 | 0 | 0
B23 | ÖLFLEX CLASSIC 110 12G1 | [5 empty] | 0
|  | m | 57.674 | 35 | 2018.5909 | 35 | 2018.5909 | ÖLFLEX CLASSIC 110 12G1 | Miscellaneous | Good
B24 | ÖLFLEX CLASSIC 110 12G1,5 | [5 empty] | 0
|  | m | 74.6152 | 0 | 0 | 0 | 0
B25 | ÖLFLEX CLASSIC 110 12G2,5 | m | 115.6595 | 47 | 5435.9983 | 47 | 5435.9983 | ÖLFLEX CLASSIC 110 12G2,5 | Miscellaneous | Good
B26 | ÖLFLEX CLASSIC 110 18G1,5 | m | 110.7012 | 33 | 3653.1382 | 33 | 3653.1382 | ÖLFLEX CLASSIC 110 18G1,5 | Miscellaneous | Good
B27 | ÖLFLEX CLASSIC 110 25G1,5 | m | 141.2778 | 512 | 72334.2538 | 512 | 72334.2538 | ÖLFLEX CLASSIC 110 25G1,5 | Miscellaneous | Good
C | Flexibel , für innen flexible, indoor use not UV resistance Adern farbig U = 600V / 1kV G = with protective conductor gn-ge x = without protective conductor | [5 empty] | 0
C1 | ÖLFLEX CLASSIC 100 450/750V 4G70 | m |  | 45 | 0 | 45 | 0 | ÖLFLEX CLASSIC 100 450/750V 4G70 | Miscellaneous | Good
D | Flexibel , für aussen ( und innen ) flexible, outdoor + indoor use UV resistance , no ground wiring wire numbered U = 600V / 1kV Lapp: -30..+70grd Helu: -40..+80grd G = with protective conductor gn-ge x = without protective conductor | [5 empty] | 0
D1 | ÖLFLEX CLASSIC 110 Black 0,6/1kV 3G0,75 | m | 18.0758 | 0 | 0 | 0 | 0
D2 | ÖLFLEX CLASSIC 110 Black 0,6/1kV 3G1 | m | 21.3126 | 26 | 554.1267 | 26 | 554.1267 | ÖLFLEX CLASSIC 110 Black 0,6/1kV 3G1 | Miscellaneous | Good
D3 | ÖLFLEX CLASSIC 110 Black 0,6/1kV 3G1,5 | m | 27.1717 | 23 | 624.9496 | 23 | 624.9496 | ÖLFLEX CLASSIC 110 Black 0,6/1kV 3G1,5 | Miscellaneous | Good
D4 | ÖLFLEX CLASSIC 110 Black 0,6/1kV 3G2,5 | m | 41.5593 | 0 | 0 | 0 | 0
D5 | ÖLFLEX CLASSIC 110 Black 0,6/1kV 4G0,75 | [5 empty] | 0
|  | m | 22.8965 | 63 | 1442.4791 | 63 | 1442.4791 | ÖLFLEX CLASSIC 110 Black 0,6/1kV 4G0,75 | Miscellaneous | Good
D6 | ÖLFLEX CLASSIC 110 Black 0,6/1kV 4G1,5 | m | 32.8821 | 240 | 7891.7092 | 240 | 7891.7092 | ÖLFLEX CLASSIC 110 Black 0,6/1kV 4G1,5 | Miscellaneous | Good
D7 | ÖLFLEX CLASSIC 110 Black 0,6/1kV 4G2,5 | m | 48.0327 | 550 | 26418.0017 | 550 | 26418.0017 | ÖLFLEX CLASSIC 110 Black 0,6/1kV 4G2,5 | Miscellaneous | Good
D8 | ÖLFLEX CLASSIC 110 Black 0,6/1kV 4G4 | m | 70.1802 | 109 | 7649.638 | 109 | 7649.638 | ÖLFLEX CLASSIC 110 Black 0,6/1kV 4G4 | Miscellaneous | Good
D9 | ÖLFLEX CLASSIC 110 Black 0,6/1kV 4G6 | m | 98.5807 | 26 | 2563.0974 | 26 | 2563.0974 | ÖLFLEX CLASSIC 110 Black 0,6/1kV 4G6 | Miscellaneous | Good
D10 | ÖLFLEX CLASSIC 110 Black 0,6/1kV 4G10 | m | 167.7225 | 50 | 8386.1269 | 50 | 8386.1269 | ÖLFLEX CLASSIC 110 Black 0,6/1kV 4G10 | Miscellaneous | Good
D11 | ÖLFLEX CLASSIC 110 Black 0,6/1kV 4G16 | m | 248.434 | 324 | 80492.6036 | 324 | 80492.6036 | ÖLFLEX CLASSIC 110 Black 0,6/1kV 4G16 | Miscellaneous | Good
D12 | ÖLFLEX CLASSIC 110 Black 0,6/1kV 5G0,75 | m | 25.6511 | 72 | 1846.8828 | 72 | 1846.8828 | ÖLFLEX CLASSIC 110 Black 0,6/1kV 5G0,75 | Miscellaneous | Good
D13 | ÖLFLEX CLASSIC 110 Black 0,6/1kV 5G1 | m | 31.4497 | 90 | 2830.4731 | 90 | 2830.4731 | ÖLFLEX CLASSIC 110 Black 0,6/1kV 5G1 | Miscellaneous | Good
D14 | ÖLFLEX CLASSIC 110 Black 0,6/1kV 5G1,5 | m | 39.9065 | 439 | 17518.9513 | 439 | 17518.9513 | ÖLFLEX CLASSIC 110 Black 0,6/1kV 5G1,5 | Miscellaneous | Good
D15 | ÖLFLEX CLASSIC 110 Black 0,6/1kV 5G2,5 | m | 60.291 | 240 | 14469.828 | 240 | 14469.828 | ÖLFLEX CLASSIC 110 Black 0,6/1kV 5G2,5 | Miscellaneous | Good
D16 | ÖLFLEX CLASSIC 110 Black 0,6/1kV 5G4 | [5 empty] | 0
|  | m | 87.2866 | 0 | 0 | 0 | 0
D17 | ÖLFLEX CLASSIC 110 Black 0,6/1kV 5G10 | [5 empty] | 0
|  | m | 213.7253 | 0 | 0 | 0 | 0
D18 | ÖLFLEX CLASSIC 110 Black 0,6/1kV 7G0,75 | m | 34.6726 | 120 | 4160.7178 | 120 | 4160.7178 | ÖLFLEX CLASSIC 110 Black 0,6/1kV 7G0,75 | Miscellaneous | Good
D19 | ÖLFLEX CLASSIC 110 Black 0,6/1kV 7G1 | [5 empty] | 0
| Supply | m | 40.7329 | 41 | 1670.0486 | 41 | 1670.0486 | ÖLFLEX CLASSIC 110 Black 0,6/1kV 7G1 | Miscellaneous | Good
D20 | ÖLFLEX CLASSIC 110 Black 0,6/1kV 7G1,5 | [5 empty] | 0
|  | m | 51.2006 | 15 | 768.0088 | 15 | 768.0088 | ÖLFLEX CLASSIC 110 Black 0,6/1kV 7G1,5 | Miscellaneous | Good
D21 | ÖLFLEX CLASSIC 110 Black 0,6/1kV 7G2,5 | [5 empty] | 0
|  | m | 77.9207 | 142 | 11064.7464 | 142 | 11064.7464 | ÖLFLEX CLASSIC 110 Black 0,6/1kV 7G2,5 | Miscellaneous | Good
D22 | ÖLFLEX CLASSIC 110 Black 0,6/1kV 12G1 | [5 empty] | 0
| Supply | m | 63.5965 | 0 | 0 | 0 | 0
D23 | ÖLFLEX CLASSIC 110 Black 0,6/1kV 12G1,5 | [5 empty] | 0
|  | m | 87.0111 | 255 | 22187.8341 | 255 | 22187.8341 | ÖLFLEX CLASSIC 110 Black 0,6/1kV 12G1,5 | Miscellaneous | Good
D24 | ÖLFLEX CLASSIC 110 Black 0,6/1kV 12G2,5 | [5 empty] | 0
|  | m | 133.5648 | 309 | 41271.5239 | 309 | 41271.5239 | ÖLFLEX CLASSIC 110 Black 0,6/1kV 12G2,5 | Miscellaneous | Good
D25 | ÖLFLEX CLASSIC 110 Black 0,6/1kV 18G1,5 | [5 empty] | 0
|  | m | 123.648 | 660 | 81607.7066 | 660 | 81607.7066 | ÖLFLEX CLASSIC 110 Black 0,6/1kV 18G1,5 | Miscellaneous | Good
D26 | ÖLFLEX CLASSIC 110 Black 0,6/1kV 25G1 | [5 empty] | 0
|  | m | 125.3559 | 150 | 18803.3891 | 150 | 18803.3891 | ÖLFLEX CLASSIC 110 Black 0,6/1kV 25G1 | Miscellaneous | Good
D27 | ÖLFLEX CLASSIC 110 Black 0,6/1kV 25G1,5 | [5 empty] | 0
|  | m | 167.089 | 105 | 17544.3415 | 105 | 17544.3415 | ÖLFLEX CLASSIC 110 Black 0,6/1kV 25G1,5 | Miscellaneous | Good
D28 | ÖLFLEX CLASSIC 110 Black 0,6/1kV 25G2,5 | [5 empty] | 0
|  | m | 268.8735 | 113 | 30382.7066 | 113 | 30382.7066 | ÖLFLEX CLASSIC 110 Black 0,6/1kV 25G2,5 | Miscellaneous | Good
E | einfach geschirmt, flexibel, für innen flexible, single shield, indoor use nicht UV-beständig, transparent Adern nummeriert U = 300V / 500V -40..+80grd YSLYCY-J (Ölflex FD Classic 810 CY) Helu:U = 300V / 500V Lapp: U= 300V/500 V ab 1,5mm2: 450/750V G = with protective conductor gn-ge x = without protective conductor | [5 empty] | 0
E1 | ÖLFLEX CLASSIC 110 CY 3G1,5 | m | 41.5868 | 118 | 4907.2465 | 118 | 4907.2465 | ÖLFLEX CLASSIC 110 CY 3G1,5 | Miscellaneous | Good
E2 | ÖLFLEX CLASSIC 110 CY 4G2,5 | [5 empty] | 0
|  | m | 74.1744 | 0 | 0 | 0 | 0
E3 | ÖLFLEX CLASSIC 110 CY 4G4 | [5 empty] | 0
| Supply | m | 102.3545 | 24 | 2456.5092 | 24 | 2456.5092 | ÖLFLEX CLASSIC 110 CY 4G4 | Miscellaneous | Good
E4 | ÖLFLEX CLASSIC 110 CY 4G6 | [5 empty] | 0
|  | m | 135.3553 | 30 | 4060.6599 | 30 | 4060.6599 | ÖLFLEX CLASSIC 110 CY 4G6 | Miscellaneous | Good
E5 | ÖLFLEX CLASSIC 110 CY 4G10 | [5 empty] | 0
|  | m | 220.061 | 7 | 1540.427 | 7 | 1540.427 | ÖLFLEX CLASSIC 110 CY 4G10 | Miscellaneous | Good
E6 | ÖLFLEX CLASSIC 110 CY 4G16 | [5 empty] | 0
|  | m | 2609.5186 | 14 | 36533.26 | 14 | 36533.26 | ÖLFLEX CLASSIC 110 CY 4G16 | Miscellaneous | Good
E7 | ÖLFLEX CLASSIC 110 CY BK 0,6/1kV 4G50 | [5 empty] | 0
|  | m | 903.2157 | 28 | 25290.0401 | 28 | 25290.0401 | ÖLFLEX CLASSIC 110 CY BK 0,6/1kV 4G50 | Miscellaneous | Good
E8 | ÖLFLEX CLASSIC 110 CY BK 0,6/1kV 4G70 | [5 empty] | 0
|  | m | 1247.5477 | 14 | 17465.6682 | 14 | 17465.6682 | ÖLFLEX CLASSIC 110 CY BK 0,6/1kV 4G70 | Miscellaneous | Good
E9 | ÖLFLEX CLASSIC 110 CY 7G1,5 | [5 empty] | 0
|  | m | 91.9695 | 0 | 0 | 0 | 0 |  | Miscellaneous | Good
F | einfach geschirmt, flexibel, für innen flexible, single shield, indoor use nicht UV-beständig, transparent Adern nummeriert U = 300V / 500V -40..+80grd YSLYCY-J (Ölflex FD Classic 810 CY) Helu:U = 300V / 500V Lapp: U= 300V/500 V ab 1,5mm2: 450/750V G = with protective conductor gn-ge x = without protective conductor | [5 empty] | 0
F1 | ÖLFLEX SERVO 2YSLCYK‐JB 3X70+3G10 BK | [5 empty] | 0
|  | m | 1064.3631 | 74 | 78762.8693 | 74 | 78762.8693 | ÖLFLEX SERVO 2YSLCYK‐JB 3X70+3G10 BK | Miscellaneous | Good
F2 | ÖLFLEX SERVO 2YSLCYK‐JB 3X95+3G16 BK | [5 empty] | 0
|  | m | 1441.2001 | 548 | 789777.629 | 548 | 789777.629 | ÖLFLEX SERVO 2YSLCYK‐JB 3X95+3G16 BK | Miscellaneous | Good
F3 | ÖLFLEX SERVO 2YSLCYK‐JB 3X150+3G25 BK | [5 empty] | 0
|  | m | 2196.8022 | 86 | 188924.991 | 86 | 188924.991 | ÖLFLEX SERVO 2YSLCYK‐JB 3X150+3G25 BK | Miscellaneous | Good
F4 | ÖLFLEX SERVO 2YSLCYK‐JB 3X95+3G16 BK |  |  | 0 | 0 | 0 | 0 | ÖLFLEX SERVO 2YSLCYK‐JB 3X95+3G16 BK | Miscellaneous | Good
|  | m | 1470.3994 | 50 | 73519.9704 | 50 | 73519.9704
G | einfach geschirmt, flexibel, für innen flexible, single shield, indoor use color coded no ground wire -30..+80grd | [5 empty] | 0
G1 | UNITRONIC LiYCY 2x0,5 | [5 empty] | 0 | UNITRONIC LiYCY 2x0,5 | Miscellaneous | Good |  | UNITRONIC LiYCY 2x0,5 | 0 | 0 | 0 | 0
|  | m | 18.1447 | 162 | 2939.4433 | 162 | 2939.4433
G2 | UNITRONIC LiYCY 2x0,75 | [5 empty] | 0 |  |  |  |  | UNITRONIC LiYCY 2x0,75 | 0 | 0 | 0 | 0
|  | m | 19.1245 | 0 | 0 | 0 | 0
G3 | UNITRONIC LiYCY 3x0,5 | [5 empty] | 0 |  |  |  |  | UNITRONIC LiYCY 3x0,5 | 0 | 0 | 0 | 0
|  | m | 20.073 | 950 | 19069.3224 | 950 | 19069.3224 | UNITRONIC LiYCY 3x0,5 | Miscellaneous | Good
G4 | UNITRONIC LiYCY 4x0,5 | [5 empty] | 0 |  |  |  |  | UNITRONIC LiYCY 4x0,5 | 0 | 0 | 0 | 0
|  | m | 24.0672 | 62 | 1492.1678 | 62 | 1492.1678 | UNITRONIC LiYCY 4x0,5 | Miscellaneous | Good
G5 | UNITRONIC LiYCY 6x0,5 | [5 empty] | 0 |  |  |  |  | UNITRONIC LiYCY 6x0,5 | 0 | 0 | 0 | 0
|  | m | 34.8104 | 40 | 1392.4152 | 40 | 1392.4152 | UNITRONIC LiYCY 6x0,5 | Miscellaneous | Good
G6 | UNITRONIC LiYCY 7x0,5 | [5 empty] | 0 |  |  |  |  | UNITRONIC LiYCY 7x0,5 | 0 | 0 | 0 | 0
|  | m | 32.8821 | 17 | 558.9961 | 17 | 558.9961 | UNITRONIC LiYCY 7x0,5 | Miscellaneous | Good
G7 | UNITRONIC LiYCY 8x0,5 | [5 empty] | 0 |  |  |  |  | UNITRONIC LiYCY 8x0,5 | 0 | 0 | 0 | 0
|  | m | 37.7028 | 0 | 0 | 0 | 0
G8 | UNITRONIC LiYCY 12x0,5 | [5 empty] | 0 |  |  |  |  | UNITRONIC LiYCY 12x0,5 | 0 | 0 | 0 | 0
|  | m | 49.5478 | 0 | 0 | 0 | 0
G9 | UNITRONIC LiYCY 18x0,5 | [5 empty] | 0 |  |  |  |  | UNITRONIC LiYCY 18x0,5 | 0 | 0 | 0 | 0
|  | m | 67.1776 | 350 | 23512.1566 | 350 | 23512.1566
G10 | UNITRONIC LiYCY 25x0,5 | [5 empty] | 0 |  |  |  |  | UNITRONIC LiYCY 25x0,5 | 0 | 0 | 0 | 0
|  | m | 71.4473 | 44 | 3143.6815 | 44 | 3143.6815 | UNITRONIC LiYCY 25x0,5 | Miscellaneous | Good
H | einfach geschirmt, twisted pair single shield, twisted pair farbcodiert | [5 empty] | 0 |  |  |  |  | einfach geschirmt, twisted pair single shield, twisted pair farbcodiert | 0 | 0 | 0 | 0
H1 | UNITRONIC LiYCY (TP) 2x2x0,5 | [5 empty] | 0 |  |  |  |  | UNITRONIC LiYCY (TP) 2x2x0,5 | 0 | 0 | 0 | 0
|  | m | 28.6124 | 112 | 3204.5893 | 112 | 3204.5893 | UNITRONIC LiYCY (TP) 2x2x0,5 | Miscellaneous | Good
H2 | UNITRONIC LiYCY (TP) 3x2x0,5 | [5 empty] | 0 |  |  |  |  | UNITRONIC LiYCY (TP) 3x2x0,5 | 0 | 0 | 0 | 0
|  | m | 44.5894 | 30 | 1337.6823 | 30 | 1337.6823 | UNITRONIC LiYCY (TP) 3x2x0,5 | Miscellaneous | Good
H3 | UNITRONIC LiYCY (TP) 6x2x0,5 | [5 empty] | 0 |  |  |  |  | UNITRONIC LiYCY (TP) 6x2x0,5 | 0 | 0 | 0 | 0
|  | m | 64.4229 | 0 | 0 | 0 | 0
I | Flexibel für Energiekette mit UL/cUL flexible for energy chain UL/cUL nummerierte Adern PUR- Mantel Kleine Biegeradien UL/cUL approbiert für Nordamerika G = with protective conductor gn-ge x = without protective conductor | [5 empty] | 0
I1 | ÖLFLEX FD 855 P 3G1,5 | [5 empty] | 0
|  | m | 62.2468 | 30 | 1867.4027 | 30 | 1867.4027 | ÖLFLEX FD 855 P 3G1,5 | Miscellaneous | Good
I2 | ÖLFLEX FD 855 P 12G1,5 | [5 empty] | 0
|  | m | 183.0109 | 15 | 2745.1632 | 15 | 2745.1632 | ÖLFLEX FD 855 P 12G1,5 | Miscellaneous | Good
L | Erdung grounding | [5 empty] | 0 |  |  |  |  | Erdung grounding | 0 | 0 | 0 | 0
L1 | H07V‐K 1X16 GNYE | [5 empty] | 0
|  | m | 54.7816 | 904 | 49522.6006 | 904 | 49522.6006 | H07V‐K 1X16 GNYE | Miscellaneous | Good
L2 | H07V‐K 1X25 GNYE | [5 empty] | 0
|  | m | 89.2148 | 32 | 2854.8749 | 32 | 2854.8749 | H07V‐K 1X25 GNYE | Miscellaneous | Good
L3 | H07V‐K 1X50 GNYE | [5 empty] | 0
|  | m | 161.3868 | 451 | 72785.4598 | 451 | 72785.4598
L4 | H07V‐K 1X70 GNYE |  |  | 0 | 0 | 0 | 0 | H07V‐K 1X70 GNYE | Miscellaneous | Good
|  | m | 224.193 | 16 | 3587.0878 | 16 | 3587.0878
L5 | H07V‐K 1X95 GNYE | [5 empty] | 0
|  | m | 309.7251 | 50 | 15486.253 | 50 | 15486.253 | H07V‐K 1X95 GNYE | Miscellaneous | Good
M | Spezialleitung special cables | [5 empty] | 0 |  |  |  |  | Spezialleitung special cables | 0 | 0 | 0 | 0
M1 | ÖLFLEX CLASSIC 100 YELLOW 3G1,5 | [5 empty] | 0
|  | m | 26.8458 | 0 | 0 | 0 | 0
M2 | ÖLFLEX CLASSIC 110 Orange 3G1,5 | m | 28.0854 | 73 | 2050.2351 | 73 | 2050.2351 | ÖLFLEX CLASSIC 110 Orange 3G1,5 | Miscellaneous | Good
N | CABLE TRAYS FOR Equipement Cables | [5 empty] | 0 |  |  |  |  | CABLE TRAYS FOR Equipement Cables | 0 | 0 | 0 | 0
| Supply, install, test and put into operation cable trays system, complete with all elbows, tees, reducers, suspension elements, supports, connectors, bonding jumpers, earthing connector, fasteners, covers, studs, fire stopping material, warning signs, bolts, nuts, washers, covers, accessories and all related ancillary works. | [5 empty] | 0
| (200x100)mm | [5 empty] | 0 |  |  |  |  | (200x100)mm | 0 | 0 | 0 | 0
| Supply | 450 | 375.8416 | 200 | 75168.324 | 200 | 75168.324
| Install, Connect and Test | 450 |  |  |  |  | 0 |  |  |  |  | Install, Connect and Test | 3000 | 0 | 63.72 | 191160
| (300x100)mm | [5 empty] | 0 |  |  |  |  | (300x100)mm | 0 | 0 | 0 | 0
| Supply | 750 | 485.302 | 0 | 0 | 0 | 0
| Install, Connect and Test | 750 |  |  |  |  | 0 |  |  |  |  | Install, Connect and Test | 3000 | 0 | 63.72 | 191160
| (400x100)mm | [5 empty] | 0 |  |  |  |  | (400x100)mm | 0 | 0 | 0 | 0
| Supply | 1500 | 592.0779 | 300 | 177623.361 | 300 | 177623.361
| Install, Connect and Test | 1500 |  |  |  |  | 0 |  |  |  |  | Install, Connect and Test | 3000 | 0 | 63.72 | 191160
| (500x100)mm | [5 empty] | 0 |  |  |  |  | (500x100)mm | 0 | 0 | 0 | 0
| Supply | 380 | 809.3563 | -7 | -5665.4942 | -7 | -5665.4942
| Install, Connect and Test | 380 |  |  |  |  | 0 |  |  |  |  | Install, Connect and Test | 3000 | 0 | 63.72 | 191160
| (600x100)mm | [5 empty] | 0 |  |  |  |  | (600x100)mm | 0 | 0 | 0 | 0
| Supply | 720 | 930.5833 | 102 | 94919.5017 | 102 | 94919.5017
| Install, Connect and Test | 720 |  |  |  |  | 0 |  |  |  |  | Install, Connect and Test | 3000 | 0 | 63.72 | 191160
| Hot-Dip Galvanized Perforated Separator, for cable tray 100mm height, 1.5mm thickness, 3000mm length | [5 empty] | 0 |  |  |  |  | Hot-Dip Galvanized Perforated Separator, for cable tray 100mm height, 1.5mm thickness, 3000mm length | 0 | 0 | 0 | 0
| Supply | 7602 | 78.7495 | 750 | 59062.1625 | 750 | 59062.1625
| Install, Connect and Test | 7602 |  |  |  |  | 0 |  |  |  |  | Install, Connect and Test | 3000 | 0 | 63.72 | 191160
| DIVISION 29 - Special Equipement | [5 empty] | 0 |  |  |  |  | DIVISION 29 - Special Equipement | 0 | 0 | 0 | 0
| To Summary | [5 empty] | 0
| VO.(74) LOW VOLTAGE CABLES IMPACT DUE TO ADDING NEW PANELS. | [5 empty] | 0 |  |  |  |  | VO.(74) LOW VOLTAGE CABLES IMPACT DUE TO ADDING NEW PANELS. | 0 | 0 | 0 | 0
2.1.1 | CU/XLPE/PVC cable [(3x300+150mm2+150mm2)]. | Mt. | 9281.3364 | 52 | 482629.4928 | 52 | 482629.4928 | NA | INFRA | Good | MIR-00119 | CU/XLPE/STA/PVC cable [(3x185+95)mm2 +95mm2)]. | 0 | 0 | 0 | 0
2.1.2 | CU/XLPE/STA/PVC cable [(3x120+70)mm2 + 70mm2]. | Mt. | 4159.7241 | 181 | 752910.0569 | 181 | 752910.0569 | NA | INFRA | Good | MIR-00119 | CU/XLPE/STA/PVC cable [(3x185+95)mm2 +95mm2)]. | 0 | 0 | 0 | 0
2.1.3 | CU/XLPE/PVC cable [(3x120+70)mm2 + 70mm2]. and all necessary accessories and ancillary works required as specified and as shown on drawings. | [5 empty] | 0 |  |  |  |  | CU/XLPE/PVC cable [(3x120+70)mm2 + 70mm2]. and all necessary accessories and ancillary works required as specified and as shown on drawings. | 0 | 0 | 0 | 0
| Supply | Mt. | 3192.1538 |  |  |  | 0
| Install | Mt. |  |  |  |  | 0 |  |  |  |  | Install | Mt. | 0 | 109.08 | 27270
2.1.4 | CU/XLPE/PVC cable [(3x185+95)mm2 + 95mm2]. and all necessary accessories and ancillary works required as specified and as shown on drawings. | [5 empty] | 0 |  |  |  |  | CU/XLPE/PVC cable [(3x185+95)mm2 + 95mm2]. and all necessary accessories and ancillary works required as specified and as shown on drawings. | 0 | 0 | 0 | 0
| Supply | Mt. | 4780.3511 |  |  |  | 0
| Install | Mt. |  |  |  |  | 0 |  |  |  |  | Install | Mt. | 0 | 109.08 | 27270
2.1.5 | CU/XLPE/STA/PVC cable [(3x185+95)mm2 + 95mm2]. and all necessary accessories and ancillary works required as specified and as shown on drawings. | [5 empty] | 0 |  |  |  |  | CU/XLPE/STA/PVC cable [(3x185+95)mm2 + 95mm2]. and all necessary accessories and ancillary works required as specified and as shown on drawings. | 0 | 0 | 0 | 0
| Supply | Mt. | 5943.2875 |  |  |  | 0
| Install | Mt. |  |  |  |  | 0 |  |  |  |  | Install | Mt. | 0 | 109.08 | 27270
2.1.6 | CU/XLPE/PVC cable [(3x240+120)mm2 + 120mm2]. | Mt. | 6189.7684 | 95 | 588027.9942 | 95 | 588027.9942 | NA | Main shed | Good | MIR-00119 | CU/XLPE/STA/PVC cable [(3x185+95)mm2 +95mm2)]. | 0 | 0 | 0 | 0
2.1.7 | CU/XLPE/STA/PVC cable [(3x240+120)mm2 + 120mm2]. | [5 empty] | 0 | NA | INFRA | Good | MIR-00073 | CU/XLPE/STA/PVC cable [(3x185+95)mm2 +95mm2)]. | 0 | 0 | 0 | 0
|  | Mt. | 6276.8455 | 371 | 2328709.6879 | 371 | 2328709.6879
2.1.8 | CU/XLPE/PVC cable [(3x50+25)mm2 + 25mm2]. and all necessary accessories and ancillary works required as specified and as shown on drawings. | [5 empty] | 0 |  |  |  |  | CU/XLPE/PVC cable [(3x50+25)mm2 + 25mm2]. and all necessary accessories and ancillary works required as specified and as shown on drawings. | 0 | 0 | 0 | 0
| Supply | Mt. | 1256.8248 |  |  |  | 0
| Install | Mt. |  |  |  |  | 0 |  |  |  |  | Install | Mt. | 0 | 109.08 | 27270
2.1.10 | CU/XLPE/PVC cable [(4x16)mm2 + 16mm2]. and all necessary accessories and ancillary works required as specified and as shown on drawings. | [5 empty] | 0 |  |  |  |  | CU/XLPE/PVC cable [(4x16)mm2 + 16mm2]. and all necessary accessories and ancillary works required as specified and as shown on drawings. | 0 | 0 | 0 | 0
| Supply | Mt. | 520.4512 | 94 | 48922.4129 | 94 | 48922.4129
| Install | Mt. |  |  |  |  | 0 |  |  |  |  | Install | Mt. | 0 | 109.08 | 27270
2.1.11 | CU/XLPE/STA/PVC cable [(4x16)mm2 + 16mm2]. and all necessary accessories and ancillary works required as specified and as shown on drawings. | [5 empty] | 0 |  |  |  |  | CU/XLPE/STA/PVC cable [(4x16)mm2 + 16mm2]. and all necessary accessories and ancillary works required as specified and as shown on drawings. | 0 | 0 | 0 | 0
| Supply | Mt. | 637.1352 |  |  |  | 0
| Install | Mt. |  |  |  |  | 0 |  |  |  |  | Install | Mt. | 0 | 109.08 | 27270
2.1.12 | CU/XLPE/PVC cable [(4x25)mm2 + 16mm2]. and all necessary accessories and ancillary works required as specified and as shown on drawings. | [5 empty] | 0 |  |  |  |  | CU/XLPE/PVC cable [(4x25)mm2 + 16mm2]. and all necessary accessories and ancillary works required as specified and as shown on drawings. | 0 | 0 | 0 | 0
| Supply | Mt. | 763.3734 |  |  |  | 0
| Install | Mt. |  |  |  |  | 0 |  |  |  |  | Install | Mt. | 0 | 109.08 | 27270
2.1.13 | CU/XLPE/STA/PVC cable [(4x25)mm2 + 16mm2]. and all necessary accessories and ancillary works required as specified and as shown on drawings. | [5 empty] | 0 |  |  |  |  | CU/XLPE/STA/PVC cable [(4x25)mm2 + 16mm2]. and all necessary accessories and ancillary works required as specified and as shown on drawings. | 0 | 0 | 0 | 0
| Supply | Mt. | 1198.7784 |  |  |  | 0
| Install | Mt. |  |  |  |  | 0 |  |  |  |  | Install | Mt. | 0 | 109.08 | 27270
2.1.14 | CU/XLPE/PVC cable [(3x35+16)mm2 + 16mm2]. and all necessary accessories and ancillary works required as specified and as shown on drawings. | [5 empty] | 0 |  |  |  |  | CU/XLPE/PVC cable [(3x35+16)mm2 + 16mm2]. and all necessary accessories and ancillary works required as specified and as shown on drawings. | 0 | 0 | 0 | 0
| Supply | Mt. | 1002.7133 |  |  |  | 0
| Install | Mt. |  |  |  |  | 0 |  |  |  |  | Install | Mt. | 0 | 109.08 | 27270
2.1.15 | CU/XLPE/STA/PVC cable [(3x35+16)mm2 + 16mm2]. and all necessary accessories and ancillary works required as specified and as shown on drawings. | [5 empty] | 0 |  |  |  |  | CU/XLPE/STA/PVC cable [(3x35+16)mm2 + 16mm2]. and all necessary accessories and ancillary works required as specified and as shown on drawings. | 0 | 0 | 0 | 0
| Supply | Mt. | 989.4034 |  |  |  | 0
| Install | Mt. |  |  |  |  | 0 |  |  |  |  | Install | Mt. | 0 | 109.08 | 27270
2.1.16 | CU/XLPE/STA/PVC cable [(4x6)mm2 + 6mm2]. and all necessary accessories and ancillary works required as specified and as shown on drawings. | [5 empty] | 0 |  |  |  |  | CU/XLPE/STA/PVC cable [(4x6)mm2 + 6mm2]. and all necessary accessories and ancillary works required as specified and as shown on drawings. | mt | 0 | 0 | 0
| Supply | Mt. | 235.9201 |  |  |  | 0
| Install | Mt. |  |  |  |  | 0 |  |  |  |  | Install | Mt. | 0 | 109.08 | 27270
2.1.18 | CU/XLPE/PVC cable [(3x70+35)mm2 + 35mm2]. and all necessary accessories and ancillary works required as specified and as shown on drawings. | [5 empty] | 0 |  |  |  |  | CU/XLPE/PVC cable [(3x70+35)mm2 + 35mm2]. and all necessary accessories and ancillary works required as specified and as shown on drawings. | 0 | 0 | 0 | 0
| Supply | Mt. |  |  |  |  | 0
| Install | Mt. |  |  |  |  | 0 |  |  |  |  | Install | Mt. | 0 | 109.08 | 27270
2.1.19 | CU/XLPE/STA/PVC cable [(3x95+50)mm2 + 50mm2]. | Mt. | 3173.2625 | 187 | 593400.0838 | 187 | 593400.0838 | NA | INFRA | Good | MIR-00113 | CU/XLPE/STA/PVC cable [(3x185+95)mm2 +95mm2)]. | 0 | 0 | 0 | 0

## merged.with.functions
SN | Description | Unit | Rate | MOS (Stock) | Stock Amount | Excess | Excess Amount | Part Number | Usage area/building | Quality status | MIR Refrence | Other Description | Qty | supply rate | install rate | Total Amount
| 26 05 19 - 26 05 36- 26 05 39 - 26 05 43 - LOW VOLTAGE ELECTRICAL POWER CONDUCTORS AND CABLES | [10 empty] | 26 05 19 - 26 05 36- 26 05 39 - 26 05 43 - LOW VOLTAGE ELECTRICAL POWER CONDUCTORS AND CABLES | 0 | 0 | 0 | 0
H | CABLE FEEDERS | [10 empty] | CABLE FEEDERS | 0 | 0 | 0 | 0
H1 | CU/XLPE/PVC cable [(4x4)mm2 )]] | [10 empty] | CU/XLPE/STA/PVC cable [(3x185+95)mm2 +95mm2)]. | 0 | 0 | 0 | 0
|  | m | 37.8 | 0 | 0 |  | 0
H2 | CU/XLPE/PVC cable [(4x4)mm2 + 4mm2)]] | [5 empty] | 0 |  |  |  |  | CU/XLPE/STA/PVC cable [(3x185+95)mm2 +95mm2)]. | 0 | 0 | 0 | 0
|  | m | 45.36 | 0 | 0 |  | 0
H3 | CU/XLPE/PVC cable [(4x6)mm2 + 6mm2)]] | [5 empty] | 0 |  |  |  |  | CU/XLPE/STA/PVC cable [(3x185+95)mm2 +95mm2)]. | 0 | 0 | 0 | 0
|  | m | 65.88 | 0 | 0 |  | 0
H4 | CU/XLPE/PVC cable [(4x10)mm2 + 10mm2)]] | [5 empty] | 0 |  |  |  |  | CU/XLPE/STA/PVC cable [(3x185+95)mm2 +95mm2)]. | 0 | 0 | 0 | 0
|  | m | 103.68 | 45 | 4665.6 |  | 0 | NA | Main shed/Warehouse | Good | MIR-00156//00729
H5 | CU/XLPE/STA/PVC cable [(4x10)mm2 + 10mm2)]] | m | 114.48 | 487 | 55751.76 | 200 | 22896 | NA | Infra/Main shed | Good | MIR-0090/00156//00729 | CU/XLPE/STA/PVC cable [(3x185+95)mm2 +95mm2)]. | 0 | 0 | 0 | 0
H6 | CU/XLPE/PVC cable [(4x16)mm2 + 16mm2)]] and all necessary accessories and ancillary works required as specified and as shown on drawings. | [5 empty] | 0 |  |  |  |  | CU/XLPE/PVC cable [(4x16)mm2 + 16mm2)]] and all necessary accessories and ancillary works required as specified and as shown on drawings. | 0 | 0 | 0 | 0
| Supply | m | 156.6 | 0 | 0 |  | 0
| Install, Connect and Test | m |  |  |  |  | 0 |  |  |  |  | Install, Connect and Test | 3000 | 0 | 63.72 | 191160
H7 | CU/XLPE/STA/PVC cable [(4x16)mm2 + 16mm2)]] and all necessary accessories and ancillary works required as specified and as shown on drawings. | [5 empty] | 0 |  |  |  |  | CU/XLPE/STA/PVC cable [(4x16)mm2 + 16mm2)]] and all necessary accessories and ancillary works required as specified and as shown on drawings. | 0 | 0 | 0 | 0
| Supply | m | 169.56 | 0 | 0 |  | 0
| Install, Connect and Test | m |  |  |  |  | 0 |  |  |  |  | Install, Connect and Test | 3000 | 0 | 63.72 | 191160
H8 | CU/XLPE/PVC cable [(4x25)mm2 + 16mm2]] and all necessary accessories and ancillary works required as specified and as shown on drawings. | [5 empty] | 0 |  |  |  |  | CU/XLPE/PVC cable [(4x25)mm2 + 16mm2]] and all necessary accessories and ancillary works required as specified and as shown on drawings. | 0 | 0 | 0 | 0
| Supply | m | 222.48 | 0 | 0 |  | 0
| Install, Connect and Test | m |  |  |  |  | 0 |  |  |  |  | Install, Connect and Test | 3000 | 0 | 63.72 | 191160
H10 | CU/XLPE/PVC cable [(4x35)mm2 + 16mm2)]] and all necessary accessories and ancillary works required as specified and as shown on drawings. | [5 empty] | 0 |  |  |  |  | CU/XLPE/PVC cable [(4x35)mm2 + 16mm2)]] and all necessary accessories and ancillary works required as specified and as shown on drawings. | 0 | 0 | 0 | 0
| Supply | m | 291.6 | 0 | 0 |  | 0
| Install, Connect and Test | m |  |  |  |  | 0 |  |  |  |  | Install, Connect and Test | 3000 | 0 | 63.72 | 191160
H11 | CU/XLPE/PVC cable [(3x50+25)mm2 + 25mm2)]] and all necessary accessories and ancillary works required as specified and as shown on drawings. | [5 empty] | 0 |  |  |  |  | CU/XLPE/PVC cable [(3x50+25)mm2 + 25mm2)]] and all necessary accessories and ancillary works required as specified and as shown on drawings. | 0 | 0 | 0 | 0
| Supply | m | 362.88 | 82 | 29756.16 |  | 0
| Install, Connect and Test | [5 empty] | 0 |  |  |  |  | Install, Connect and Test | 3000 | 0 | 63.72 | 191160
H12 | CU/XLPE/STA/PVC cable [(3x50+25)mm2 + 25mm2)]] and all necessary accessories and ancillary works required as specified and as shown on drawings. | [5 empty] | 0 |  |  |  |  | CU/XLPE/STA/PVC cable [(3x50+25)mm2 + 25mm2)]] and all necessary accessories and ancillary works required as specified and as shown on drawings. | 0 | 0 | 0 | 0
| Supply | m | 373.68 | 0 | 0 |  | 0
| Install, Connect and Test | m |  |  |  |  | 0 |  |  |  |  | Install, Connect and Test | 3000 | 0 | 63.72 | 191160
H13 | CU/XLPE/PVC cable [(3x70+35)mm2 + 35mm2)]] | m | 517.32 | 153 | 79149.96 | 153 | 79149.96 | NA | Main shed | Good | MIR-00079 | CU/XLPE/STA/PVC cable [(3x185+95)mm2 +95mm2)]. | 0 | 0 | 0 | 0
H14 | CU/XLPE/STA/PVC cable [(3x70+35)mm2 + 35mm2)]] | m | 528.12 | 405 | 213888.6 | 405 | 213888.6 | NA | Infra/Main shed | Good | MIR-00079 | CU/XLPE/STA/PVC cable [(3x185+95)mm2 +95mm2)]. | 0 | 0 | 0 | 0
H15 | CU/XLPE/PVC cable [(3x95+50)mm2 + 50mm2)]] and all necessary accessories and ancillary works required as specified and as shown on drawings. | [5 empty] | 0 |  |  |  |  | CU/XLPE/PVC cable [(3x95+50)mm2 + 50mm2)]] and all necessary accessories and ancillary works required as specified and as shown on drawings. | 0 | 0 | 0 | 0
| Supply |  | 711.72 | 0 | 0 |  | 0
| Install, Connect and Test | 197.64 |  |  |  |  | 0 |  |  |  |  | Install, Connect and Test | 3000 | 0 | 63.72 | 191160
H16 | CU/STA/PVC cable [(3x95+50)mm2 + 50mm2)]] | m | 729 | 62 | 45198 | 62 | 45198 | NA | Infra/Main shed | Good | MIR-00079//00113//00119 | CU/XLPE/STA/PVC cable [(3x185+95)mm2 +95mm2)]. | 0 | 0 | 0 | 0
H17 | CU/XLPE/PVC cable [(3x120+70)mm2 + 70mm2)]] |  | 916.92 | 27 | 24756.84 | 27 | 24756.84 | NA | Main shed/substations | Good | MIR-00111//00113//00119 | CU/XLPE/STA/PVC cable [(3x185+95)mm2 +95mm2)]. | 0 | 0 | 0 | 0
H19 | CU/XLPE/PVC cable [(3x150+70)mm2 + 70mm2)]] | m | 1070.28 | 23 | 24616.44 | 23 | 24616.44 | NA | Main shed/substations | Good | MIR-00079 | CU/XLPE/STA/PVC cable [(3x185+95)mm2 +95mm2)]. | 0 | 0 | 0 | 0
H20 | CU/XLPE/PVC cable [(3x185+95)mm2 + 95mm2)]] | m | 1379.16 | 1620 | 2234239.2 | 1620 | 2234239.2 | NA | Main shed/substations | Good | MIR-00063//00082//00075 | CU/XLPE/STA/PVC cable [(3x185+95)mm2 +95mm2)]. | 0 | 0 | 0 | 0
H22 | CU/XLPE/PVC cable [(3x240+120)mm2 +120mm2)]. | m | 1786.32 | 107 | 191136.24 | 107 | 191136.24 | NA | Main shed/substations | Good | MIR-000120 | CU/XLPE/STA/PVC cable [(3x185+95)mm2 +95mm2)]. | 0 | 0 | 0 | 0
H25 | AL/XLPE/STA/PVC cable [(4x16)mm2 + 16mm2)]. and all necessary accessories and ancillary works . | [5 empty] | 0 |  |  |  |  | AL/XLPE/STA/PVC cable [(4x16)mm2 + 16mm2)]. and all necessary accessories and ancillary works . | 0 | 0 | 0 | 0
|  | m | 169.56 | 71 | 12038.76 | 0 | 0
T | MV CABLE FEEDERS | [5 empty] | 0 |  |  |  |  | MV CABLE FEEDERS | 0 | 0 | 0 | 0
T1 | AL/XLPE/STA/PVC 18/30 KV cable (3x240)mm2. | [5 empty] | 0 |  |  |  |  | CU/XLPE/STA/PVC cable [(3x185+95)mm2 +95mm2)]. | 0 | 0 | 0 | 0
|  | m | 554.04 | 381 | 211089.24 | 381 | 211089.24 | NA | Infra | Good | MIR-00073
L | 26 36 00-TRANSFER SWITCHES | [5 empty] | 0 |  |  |  |  | 26 36 00-TRANSFER SWITCHES | 0 | 0 | 0 | 0
L-1 | Static transfer switch (40A, 1-ph) | Nr |  | 1 | 0 | 1 | 0 | NA | Admin | Good | MIR-0041 | One gang,One Way 10A modular Switch (water proof) | 0 | 0 | 0 | 0
| 26 05 19-LOW VOLTAGE ELECTRICAL POWER CONDUCTORS AND CABLES | [5 empty] | 0 |  |  |  |  | 26 05 19-LOW VOLTAGE ELECTRICAL POWER CONDUCTORS AND CABLES | 0 | 0 | 0 | 0
| 26 05 19 - 26 05 36- 26 05 39 - 26 05 43 - LOW VOLTAGE ELECTRICAL POWER CONDUCTORS AND CABLES | [5 empty] | 0 |  |  |  |  | 26 05 19 - 26 05 36- 26 05 39 - 26 05 43 - LOW VOLTAGE ELECTRICAL POWER CONDUCTORS AND CABLES | 0 | 0 | 0 | 0
H | CABLE FEEDERS | [5 empty] | 0 |  |  |  |  | CABLE FEEDERS | 0 | 0 | 0 | 0
H9 | CU/XLPE/STA/PVC cable [(4x25)mm2 + 16mm2]. | m | 405.08 | 214 | 86687.12 | 214 | 86687.12 | NA | Infra/Main shed | Good | MIR-00079//00729 | CU/XLPE/STA/PVC cable [(3x185+95)mm2 +95mm2)]. | 0 | 0 | 0 | 0
H18 | CU/XLPE/STA/PVC cable [(3x120+70)mm2 + 70mm2)] | m | 1674.4 | 152 | 254508.8 | 152 | 254508.8 | NA | Infra/Main shed | Good | MIR-00119 | CU/XLPE/STA/PVC cable [(3x185+95)mm2 +95mm2)]. | 0 | 0 | 0 | 0
H21 | CU/XLPE/STA/PVC cable [(3x185+95)mm2 +95mm2)]. | m | 2496.84 | 366 | 913843.44 | 366 | 913843.44 | NA | Infra/Main shed | Good | MIR-00063 | CU/XLPE/STA/PVC cable [(3x185+95)mm2 +95mm2)]. | 0 | 0 | 0 | 0
| Special Cables DIV-26 New | [5 empty] | 0 |  |  |  |  | Special Cables DIV-26 New | 0 | 0 | 0 | 0
I | starr, geeignet für aussen ( und innen) solid, for outdoor + indoor use able for wiring in ground UV resistance (NYY-J) U =600V /1kV wire color coded -10..+70grd | [5 empty] | 0
A1 | NYY‐J 3x1,5 RE 0,6/1kV | m | 27.92 | 101 | 2819.92 | 101 | 2819.92 | NYY‐J 3x1,5 RE 0,6/1kV | Miscellaneous | Good
A2 | NYY‐J 4x1,5 RE 0,6/1kV | m | 33.71 | 0 | 0 | 0 | 0
A3 | NYY‐J 4x2,5 RE 0,6/1kV | m | 49 | 46 | 2254 | 46 | 2254 | NYY‐J 4x2,5 RE 0,6/1kV | Miscellaneous | Good
A4 | NYY‐J 4x4 RE 0,6/1kV | m | 68.83 | 0 | 0 | 0 | 0 | NYY‐J 4x4 RE 0,6/1kV | Miscellaneous | Good
A5 | NYY‐J 4x6 RE 0,6/1kV | m | 97.74 | 32 | 3127.68 | 32 | 3127.68 | NYY‐J 4x6 RE 0,6/1kV | Miscellaneous | Good
A6 | NYY‐J 4x10 RE 0,6/1kV | m | 150.09 | 22 | 3301.98 | 22 | 3301.98 | NYY‐J 4x10 RE 0,6/1kV | Miscellaneous | Good
A7 | NYY‐J 4x16 RE 0,6/1kV | m | 241.27 | 0 | 0 | 0 | 0
A8 | NYY‐J 4x25 RM 0,6/1kV | m | 358.12 | 0 | 0 | 0 | 0
A9 | NYY‐J 4x70 SM 0,6/1kV | m | 906.11 | 108 | 97859.88 | 108 | 97859.88 | NYY‐J 4x70 SM 0,6/1kV | Miscellaneous | Good
A10 | NYY‐J 3x25 RM/16 RE 0,6/1kV | m | 342.87 | 0 | 0 | 0 | 0
A11 | NYY‐J 3x35 SM/16 RE 0,6/1kV | m | 416.66 | 197 | 82082.02 | 197 | 82082.02 | NYY‐J 3x35 SM/16 RE 0,6/1kV | Miscellaneous | Good
A12 | NYY‐J 3x50 SM/25 RM 0,6/1kV | m | 594.63 | 120 | 71355.6 | 120 | 71355.6 | NYY‐J 3x50 SM/25 RM 0,6/1kV | Miscellaneous | Good
A13 | NYY‐J 3x70 SM/35 SM 0,6/1kV | m | 777.38 | 148 | 115052.24 | 148 | 115052.24 | NYY‐J 3x70 SM/35 SM 0,6/1kV | Miscellaneous | Good
A14 | NYY‐J 3x120 SM/70 SM 0,6/1kV | m | 1360.42 | 130 | 176854.6 | 130 | 176854.6 | NYY‐J 3x120 SM/70 SM 0,6/1kV | Miscellaneous | Good
A15 | NYY‐J 3x150 SM/70 SM 0,6/1kV | [5 empty] | 0
|  | m | 1668.26 | 5 | 8341.3 | 5 | 8341.3 | NYY‐J 3x150 SM/70 SM 0,6/1kV | Miscellaneous | Good
A16 | NYY‐J 3x185 SM/95 SM 0,6/1kV | m | 2046.54 | 234 | 478890.36 | 234 | 478890.36 | NYY‐J 3x185 SM/95 SM 0,6/1kV | Miscellaneous | Good
A17 | NYCY 3x2,5 RE/2,5 0,6/1kV | [5 empty] | 0 |  |  |  |  | NYCY 3x2,5 RE/2,5 0,6/1kV | 0 | 0 | 0 | 0
|  | m | 65.24 | 0 | 0 | 0 | 0
B | Flexibel , für innen flexible, indoor use not UV resistance (H05VV5-F oder YSLY-J) wire numbered U = 300V / 500V alternativ: Helu JZ-750 U=450/700V -40..+80grd G = with protective conductor gn-ge x = without protective conductor | [5 empty] | 0
B1 | ÖLFLEX CLASSIC 110 3G0,75 | m | 13.7235 | 0 | 0 | 0 | 0
B2 | ÖLFLEX CLASSIC 110 3G1 | m | 16.9602 | 1157 | 19622.9625 | 1157 | 19622.9625 | ÖLFLEX CLASSIC 110 3G1 | Miscellaneous | Good
B3 | ÖLFLEX CLASSIC 110 3G1,5 | m | 21.3814 | 0 | 0 | 0 | 0
B4 | ÖLFLEX CLASSIC 110 4G0,75 | m | 18.4615 | 0 | 0 | 0 | 0
B5 | ÖLFLEX CLASSIC 110 4G1,5 | m | 26.9596 | 349 | 9408.9043 | 349 | 9408.9043 | ÖLFLEX CLASSIC 110 4G1,5 | Miscellaneous | Good
B6 | ÖLFLEX CLASSIC 110 4G2,5 | m | 41.0772 | 57 | 2341.4018 | 57 | 2341.4018 | ÖLFLEX CLASSIC 110 4G2,5 | Miscellaneous | Good
B7 | ÖLFLEX CLASSIC 110 4G4 | m | 62.5856 | 566 | 35423.4375 | 566 | 35423.4375 | ÖLFLEX CLASSIC 110 4G4 | Miscellaneous | Good
B8 | ÖLFLEX CLASSIC 110 4G6 | [5 empty] | 0
| Supply | m | 88.3884 | 17 | 1502.6035 | 17 | 1502.6035 | ÖLFLEX CLASSIC 110 4G6 | Miscellaneous | Good
| Install, Connect and Test | m |  |  |  |  | 0 |  |  |  |  | Install, Connect and Test | 3000 | 0 | 63.72 | 191160
B9 | ÖLFLEX CLASSIC 110 4G10 | [5 empty] | 0
| Supply | m | 143.4127 | 113 | 16205.6349 | 113 | 16205.6349 | ÖLFLEX CLASSIC 110 4G10 | Miscellaneous | Good
| Install, Connect and Test | [5 empty] | 0 |  |  |  |  | Install, Connect and Test | 3000 | 0 | 63.72 | 191160
B10 | ÖLFLEX CLASSIC 110 4G16 | [5 empty] | 0
| Supply | m | 220.6808 | 100 | 22068.0801 | 100 | 22068.0801 | ÖLFLEX CLASSIC 110 4G16 | Miscellaneous | Good
B11 | ÖLFLEX CLASSIC 110 4G25 | [5 empty] | 0
| Supply | m | 350.494 | 0 | 0 | 0 | 0
B12 | ÖLFLEX CLASSIC 110 4G35 | [5 empty] | 0
| Supply | m | 484.508 | 0 | 0 | 0 | 0
B13 | ÖLFLEX CLASSIC 110 5G0,75 | [5 empty] | 0
|  | m | 19.1254 | 1627 | 31116.9758 | 1627 | 31116.9758 | ÖLFLEX CLASSIC 110 5G0,75 | Miscellaneous | Good
B14 | ÖLFLEX CLASSIC 110 5G1 | [5 empty] | 0
|  | m | 24.9377 | 319 | 7955.1243 | 319 | 7955.1243 | ÖLFLEX CLASSIC 110 5G1 | Miscellaneous | Good
B15 | ÖLFLEX CLASSIC 110 5G1,5 | [5 empty] | 0
|  | m | 33.1851 | 0 | 0 | 0 | 0
B16 | ÖLFLEX CLASSIC 110 5G2,5 | [5 empty] | 0
|  | m | 51.3604 | 37 | 1900.3331 | 37 | 1900.3331 | ÖLFLEX CLASSIC 110 5G2,5 | Miscellaneous | Good
B17 | ÖLFLEX CLASSIC 110 5G4 | [5 empty] | 0
|  | m | 74.5353 | 1 | 74.5353 | 1 | 74.5353 | ÖLFLEX CLASSIC 110 5G4 | Miscellaneous | Good
B18 | ÖLFLEX CLASSIC 110 7G1 | [5 empty] | 0
|  | m | 35.7745 | 5 | 178.8726 | 5 | 178.8726 | ÖLFLEX CLASSIC 110 7G1 | Miscellaneous | Good
B19 | ÖLFLEX CLASSIC 110 7G1,5 | [5 empty] | 0
|  | m | 45.5535 | 0 | 0 | 0 | 0
B20 | ÖLFLEX CLASSIC 110 7G2,5 | [5 empty] | 0
|  | m | 67.7836 | 84 | 5693.8236 | 84 | 5693.8236 | ÖLFLEX CLASSIC 110 7G2,5 | Miscellaneous | Good
B21 | ÖLFLEX CLASSIC 110 7G4 |  | 115.935 |  |  |  | 0
B22 | ÖLFLEX CLASSIC 110 12G0,75 | [5 empty] | 0
|  | m | 49.8233 | 0 | 0 | 0 | 0
B23 | ÖLFLEX CLASSIC 110 12G1 | [5 empty] | 0
|  | m | 57.674 | 35 | 2018.5909 | 35 | 2018.5909 | ÖLFLEX CLASSIC 110 12G1 | Miscellaneous | Good
B24 | ÖLFLEX CLASSIC 110 12G1,5 | [5 empty] | 0
|  | m | 74.6152 | 0 | 0 | 0 | 0
B25 | ÖLFLEX CLASSIC 110 12G2,5 | m | 115.6595 | 47 | 5435.9983 | 47 | 5435.9983 | ÖLFLEX CLASSIC 110 12G2,5 | Miscellaneous | Good
B26 | ÖLFLEX CLASSIC 110 18G1,5 | m | 110.7012 | 33 | 3653.1382 | 33 | 3653.1382 | ÖLFLEX CLASSIC 110 18G1,5 | Miscellaneous | Good
B27 | ÖLFLEX CLASSIC 110 25G1,5 | m | 141.2778 | 512 | 72334.2538 | 512 | 72334.2538 | ÖLFLEX CLASSIC 110 25G1,5 | Miscellaneous | Good
C | Flexibel , für innen flexible, indoor use not UV resistance Adern farbig U = 600V / 1kV G = with protective conductor gn-ge x = without protective conductor | [5 empty] | 0
C1 | ÖLFLEX CLASSIC 100 450/750V 4G70 | m |  | 45 | 0 | 45 | 0 | ÖLFLEX CLASSIC 100 450/750V 4G70 | Miscellaneous | Good
D | Flexibel , für aussen ( und innen ) flexible, outdoor + indoor use UV resistance , no ground wiring wire numbered U = 600V / 1kV Lapp: -30..+70grd Helu: -40..+80grd G = with protective conductor gn-ge x = without protective conductor | [5 empty] | 0
D1 | ÖLFLEX CLASSIC 110 Black 0,6/1kV 3G0,75 | m | 18.0758 | 0 | 0 | 0 | 0
D2 | ÖLFLEX CLASSIC 110 Black 0,6/1kV 3G1 | m | 21.3126 | 26 | 554.1267 | 26 | 554.1267 | ÖLFLEX CLASSIC 110 Black 0,6/1kV 3G1 | Miscellaneous | Good
D3 | ÖLFLEX CLASSIC 110 Black 0,6/1kV 3G1,5 | m | 27.1717 | 23 | 624.9496 | 23 | 624.9496 | ÖLFLEX CLASSIC 110 Black 0,6/1kV 3G1,5 | Miscellaneous | Good
D4 | ÖLFLEX CLASSIC 110 Black 0,6/1kV 3G2,5 | m | 41.5593 | 0 | 0 | 0 | 0
D5 | ÖLFLEX CLASSIC 110 Black 0,6/1kV 4G0,75 | [5 empty] | 0
|  | m | 22.8965 | 63 | 1442.4791 | 63 | 1442.4791 | ÖLFLEX CLASSIC 110 Black 0,6/1kV 4G0,75 | Miscellaneous | Good
D6 | ÖLFLEX CLASSIC 110 Black 0,6/1kV 4G1,5 | m | 32.8821 | 240 | 7891.7092 | 240 | 7891.7092 | ÖLFLEX CLASSIC 110 Black 0,6/1kV 4G1,5 | Miscellaneous | Good
D7 | ÖLFLEX CLASSIC 110 Black 0,6/1kV 4G2,5 | m | 48.0327 | 550 | 26418.0017 | 550 | 26418.0017 | ÖLFLEX CLASSIC 110 Black 0,6/1kV 4G2,5 | Miscellaneous | Good
D8 | ÖLFLEX CLASSIC 110 Black 0,6/1kV 4G4 | m | 70.1802 | 109 | 7649.638 | 109 | 7649.638 | ÖLFLEX CLASSIC 110 Black 0,6/1kV 4G4 | Miscellaneous | Good
D9 | ÖLFLEX CLASSIC 110 Black 0,6/1kV 4G6 | m | 98.5807 | 26 | 2563.0974 | 26 | 2563.0974 | ÖLFLEX CLASSIC 110 Black 0,6/1kV 4G6 | Miscellaneous | Good
D10 | ÖLFLEX CLASSIC 110 Black 0,6/1kV 4G10 | m | 167.7225 | 50 | 8386.1269 | 50 | 8386.1269 | ÖLFLEX CLASSIC 110 Black 0,6/1kV 4G10 | Miscellaneous | Good
D11 | ÖLFLEX CLASSIC 110 Black 0,6/1kV 4G16 | m | 248.434 | 324 | 80492.6036 | 324 | 80492.6036 | ÖLFLEX CLASSIC 110 Black 0,6/1kV 4G16 | Miscellaneous | Good
D12 | ÖLFLEX CLASSIC 110 Black 0,6/1kV 5G0,75 | m | 25.6511 | 72 | 1846.8828 | 72 | 1846.8828 | ÖLFLEX CLASSIC 110 Black 0,6/1kV 5G0,75 | Miscellaneous | Good
D13 | ÖLFLEX CLASSIC 110 Black 0,6/1kV 5G1 | m | 31.4497 | 90 | 2830.4731 | 90 | 2830.4731 | ÖLFLEX CLASSIC 110 Black 0,6/1kV 5G1 | Miscellaneous | Good
D14 | ÖLFLEX CLASSIC 110 Black 0,6/1kV 5G1,5 | m | 39.9065 | 439 | 17518.9513 | 439 | 17518.9513 | ÖLFLEX CLASSIC 110 Black 0,6/1kV 5G1,5 | Miscellaneous | Good
D15 | ÖLFLEX CLASSIC 110 Black 0,6/1kV 5G2,5 | m | 60.291 | 240 | 14469.828 | 240 | 14469.828 | ÖLFLEX CLASSIC 110 Black 0,6/1kV 5G2,5 | Miscellaneous | Good
D16 | ÖLFLEX CLASSIC 110 Black 0,6/1kV 5G4 | [5 empty] | 0
|  | m | 87.2866 | 0 | 0 | 0 | 0
D17 | ÖLFLEX CLASSIC 110 Black 0,6/1kV 5G10 | [5 empty] | 0
|  | m | 213.7253 | 0 | 0 | 0 | 0
D18 | ÖLFLEX CLASSIC 110 Black 0,6/1kV 7G0,75 | m | 34.6726 | 120 | 4160.7178 | 120 | 4160.7178 | ÖLFLEX CLASSIC 110 Black 0,6/1kV 7G0,75 | Miscellaneous | Good
D19 | ÖLFLEX CLASSIC 110 Black 0,6/1kV 7G1 | [5 empty] | 0
| Supply | m | 40.7329 | 41 | 1670.0486 | 41 | 1670.0486 | ÖLFLEX CLASSIC 110 Black 0,6/1kV 7G1 | Miscellaneous | Good
D20 | ÖLFLEX CLASSIC 110 Black 0,6/1kV 7G1,5 | [5 empty] | 0
|  | m | 51.2006 | 15 | 768.0088 | 15 | 768.0088 | ÖLFLEX CLASSIC 110 Black 0,6/1kV 7G1,5 | Miscellaneous | Good
D21 | ÖLFLEX CLASSIC 110 Black 0,6/1kV 7G2,5 | [5 empty] | 0
|  | m | 77.9207 | 142 | 11064.7464 | 142 | 11064.7464 | ÖLFLEX CLASSIC 110 Black 0,6/1kV 7G2,5 | Miscellaneous | Good
D22 | ÖLFLEX CLASSIC 110 Black 0,6/1kV 12G1 | [5 empty] | 0
| Supply | m | 63.5965 | 0 | 0 | 0 | 0
D23 | ÖLFLEX CLASSIC 110 Black 0,6/1kV 12G1,5 | [5 empty] | 0
|  | m | 87.0111 | 255 | 22187.8341 | 255 | 22187.8341 | ÖLFLEX CLASSIC 110 Black 0,6/1kV 12G1,5 | Miscellaneous | Good
D24 | ÖLFLEX CLASSIC 110 Black 0,6/1kV 12G2,5 | [5 empty] | 0
|  | m | 133.5648 | 309 | 41271.5239 | 309 | 41271.5239 | ÖLFLEX CLASSIC 110 Black 0,6/1kV 12G2,5 | Miscellaneous | Good
D25 | ÖLFLEX CLASSIC 110 Black 0,6/1kV 18G1,5 | [5 empty] | 0
|  | m | 123.648 | 660 | 81607.7066 | 660 | 81607.7066 | ÖLFLEX CLASSIC 110 Black 0,6/1kV 18G1,5 | Miscellaneous | Good
D26 | ÖLFLEX CLASSIC 110 Black 0,6/1kV 25G1 | [5 empty] | 0
|  | m | 125.3559 | 150 | 18803.3891 | 150 | 18803.3891 | ÖLFLEX CLASSIC 110 Black 0,6/1kV 25G1 | Miscellaneous | Good
D27 | ÖLFLEX CLASSIC 110 Black 0,6/1kV 25G1,5 | [5 empty] | 0
|  | m | 167.089 | 105 | 17544.3415 | 105 | 17544.3415 | ÖLFLEX CLASSIC 110 Black 0,6/1kV 25G1,5 | Miscellaneous | Good
D28 | ÖLFLEX CLASSIC 110 Black 0,6/1kV 25G2,5 | [5 empty] | 0
|  | m | 268.8735 | 113 | 30382.7066 | 113 | 30382.7066 | ÖLFLEX CLASSIC 110 Black 0,6/1kV 25G2,5 | Miscellaneous | Good
E | einfach geschirmt, flexibel, für innen flexible, single shield, indoor use nicht UV-beständig, transparent Adern nummeriert U = 300V / 500V -40..+80grd YSLYCY-J (Ölflex FD Classic 810 CY) Helu:U = 300V / 500V Lapp: U= 300V/500 V ab 1,5mm2: 450/750V G = with protective conductor gn-ge x = without protective conductor | [5 empty] | 0
E1 | ÖLFLEX CLASSIC 110 CY 3G1,5 | m | 41.5868 | 118 | 4907.2465 | 118 | 4907.2465 | ÖLFLEX CLASSIC 110 CY 3G1,5 | Miscellaneous | Good
E2 | ÖLFLEX CLASSIC 110 CY 4G2,5 | [5 empty] | 0
|  | m | 74.1744 | 0 | 0 | 0 | 0
E3 | ÖLFLEX CLASSIC 110 CY 4G4 | [5 empty] | 0
| Supply | m | 102.3545 | 24 | 2456.5092 | 24 | 2456.5092 | ÖLFLEX CLASSIC 110 CY 4G4 | Miscellaneous | Good
E4 | ÖLFLEX CLASSIC 110 CY 4G6 | [5 empty] | 0
|  | m | 135.3553 | 30 | 4060.6599 | 30 | 4060.6599 | ÖLFLEX CLASSIC 110 CY 4G6 | Miscellaneous | Good
E5 | ÖLFLEX CLASSIC 110 CY 4G10 | [5 empty] | 0
|  | m | 220.061 | 7 | 1540.427 | 7 | 1540.427 | ÖLFLEX CLASSIC 110 CY 4G10 | Miscellaneous | Good
E6 | ÖLFLEX CLASSIC 110 CY 4G16 | [5 empty] | 0
|  | m | 2609.5186 | 14 | 36533.26 | 14 | 36533.26 | ÖLFLEX CLASSIC 110 CY 4G16 | Miscellaneous | Good
E7 | ÖLFLEX CLASSIC 110 CY BK 0,6/1kV 4G50 | [5 empty] | 0
|  | m | 903.2157 | 28 | 25290.0401 | 28 | 25290.0401 | ÖLFLEX CLASSIC 110 CY BK 0,6/1kV 4G50 | Miscellaneous | Good
E8 | ÖLFLEX CLASSIC 110 CY BK 0,6/1kV 4G70 | [5 empty] | 0
|  | m | 1247.5477 | 14 | 17465.6682 | 14 | 17465.6682 | ÖLFLEX CLASSIC 110 CY BK 0,6/1kV 4G70 | Miscellaneous | Good
E9 | ÖLFLEX CLASSIC 110 CY 7G1,5 | [5 empty] | 0
|  | m | 91.9695 | 0 | 0 | 0 | 0 |  | Miscellaneous | Good
F | einfach geschirmt, flexibel, für innen flexible, single shield, indoor use nicht UV-beständig, transparent Adern nummeriert U = 300V / 500V -40..+80grd YSLYCY-J (Ölflex FD Classic 810 CY) Helu:U = 300V / 500V Lapp: U= 300V/500 V ab 1,5mm2: 450/750V G = with protective conductor gn-ge x = without protective conductor | [5 empty] | 0
F1 | ÖLFLEX SERVO 2YSLCYK‐JB 3X70+3G10 BK | [5 empty] | 0
|  | m | 1064.3631 | 74 | 78762.8693 | 74 | 78762.8693 | ÖLFLEX SERVO 2YSLCYK‐JB 3X70+3G10 BK | Miscellaneous | Good
F2 | ÖLFLEX SERVO 2YSLCYK‐JB 3X95+3G16 BK | [5 empty] | 0
|  | m | 1441.2001 | 548 | 789777.629 | 548 | 789777.629 | ÖLFLEX SERVO 2YSLCYK‐JB 3X95+3G16 BK | Miscellaneous | Good
F3 | ÖLFLEX SERVO 2YSLCYK‐JB 3X150+3G25 BK | [5 empty] | 0
|  | m | 2196.8022 | 86 | 188924.991 | 86 | 188924.991 | ÖLFLEX SERVO 2YSLCYK‐JB 3X150+3G25 BK | Miscellaneous | Good
F4 | ÖLFLEX SERVO 2YSLCYK‐JB 3X95+3G16 BK |  |  | 0 | 0 | 0 | 0 | ÖLFLEX SERVO 2YSLCYK‐JB 3X95+3G16 BK | Miscellaneous | Good
|  | m | 1470.3994 | 50 | 73519.9704 | 50 | 73519.9704
G | einfach geschirmt, flexibel, für innen flexible, single shield, indoor use color coded no ground wire -30..+80grd | [5 empty] | 0
G1 | UNITRONIC LiYCY 2x0,5 | [5 empty] | 0 | UNITRONIC LiYCY 2x0,5 | Miscellaneous | Good |  | UNITRONIC LiYCY 2x0,5 | 0 | 0 | 0 | 0
|  | m | 18.1447 | 162 | 2939.4433 | 162 | 2939.4433
G2 | UNITRONIC LiYCY 2x0,75 | [5 empty] | 0 |  |  |  |  | UNITRONIC LiYCY 2x0,75 | 0 | 0 | 0 | 0
|  | m | 19.1245 | 0 | 0 | 0 | 0
G3 | UNITRONIC LiYCY 3x0,5 | [5 empty] | 0 |  |  |  |  | UNITRONIC LiYCY 3x0,5 | 0 | 0 | 0 | 0
|  | m | 20.073 | 950 | 19069.3224 | 950 | 19069.3224 | UNITRONIC LiYCY 3x0,5 | Miscellaneous | Good
G4 | UNITRONIC LiYCY 4x0,5 | [5 empty] | 0 |  |  |  |  | UNITRONIC LiYCY 4x0,5 | 0 | 0 | 0 | 0
|  | m | 24.0672 | 62 | 1492.1678 | 62 | 1492.1678 | UNITRONIC LiYCY 4x0,5 | Miscellaneous | Good
G5 | UNITRONIC LiYCY 6x0,5 | [5 empty] | 0 |  |  |  |  | UNITRONIC LiYCY 6x0,5 | 0 | 0 | 0 | 0
|  | m | 34.8104 | 40 | 1392.4152 | 40 | 1392.4152 | UNITRONIC LiYCY 6x0,5 | Miscellaneous | Good
G6 | UNITRONIC LiYCY 7x0,5 | [5 empty] | 0 |  |  |  |  | UNITRONIC LiYCY 7x0,5 | 0 | 0 | 0 | 0
|  | m | 32.8821 | 17 | 558.9961 | 17 | 558.9961 | UNITRONIC LiYCY 7x0,5 | Miscellaneous | Good
G7 | UNITRONIC LiYCY 8x0,5 | [5 empty] | 0 |  |  |  |  | UNITRONIC LiYCY 8x0,5 | 0 | 0 | 0 | 0
|  | m | 37.7028 | 0 | 0 | 0 | 0
G8 | UNITRONIC LiYCY 12x0,5 | [5 empty] | 0 |  |  |  |  | UNITRONIC LiYCY 12x0,5 | 0 | 0 | 0 | 0
|  | m | 49.5478 | 0 | 0 | 0 | 0
G9 | UNITRONIC LiYCY 18x0,5 | [5 empty] | 0 |  |  |  |  | UNITRONIC LiYCY 18x0,5 | 0 | 0 | 0 | 0
|  | m | 67.1776 | 350 | 23512.1566 | 350 | 23512.1566
G10 | UNITRONIC LiYCY 25x0,5 | [5 empty] | 0 |  |  |  |  | UNITRONIC LiYCY 25x0,5 | 0 | 0 | 0 | 0
|  | m | 71.4473 | 44 | 3143.6815 | 44 | 3143.6815 | UNITRONIC LiYCY 25x0,5 | Miscellaneous | Good
H | einfach geschirmt, twisted pair single shield, twisted pair farbcodiert | [5 empty] | 0 |  |  |  |  | einfach geschirmt, twisted pair single shield, twisted pair farbcodiert | 0 | 0 | 0 | 0
H1 | UNITRONIC LiYCY (TP) 2x2x0,5 | [5 empty] | 0 |  |  |  |  | UNITRONIC LiYCY (TP) 2x2x0,5 | 0 | 0 | 0 | 0
|  | m | 28.6124 | 112 | 3204.5893 | 112 | 3204.5893 | UNITRONIC LiYCY (TP) 2x2x0,5 | Miscellaneous | Good
H2 | UNITRONIC LiYCY (TP) 3x2x0,5 | [5 empty] | 0 |  |  |  |  | UNITRONIC LiYCY (TP) 3x2x0,5 | 0 | 0 | 0 | 0
|  | m | 44.5894 | 30 | 1337.6823 | 30 | 1337.6823 | UNITRONIC LiYCY (TP) 3x2x0,5 | Miscellaneous | Good
H3 | UNITRONIC LiYCY (TP) 6x2x0,5 | [5 empty] | 0 |  |  |  |  | UNITRONIC LiYCY (TP) 6x2x0,5 | 0 | 0 | 0 | 0
|  | m | 64.4229 | 0 | 0 | 0 | 0
I | Flexibel für Energiekette mit UL/cUL flexible for energy chain UL/cUL nummerierte Adern PUR- Mantel Kleine Biegeradien UL/cUL approbiert für Nordamerika G = with protective conductor gn-ge x = without protective conductor | [5 empty] | 0
I1 | ÖLFLEX FD 855 P 3G1,5 | [5 empty] | 0
|  | m | 62.2468 | 30 | 1867.4027 | 30 | 1867.4027 | ÖLFLEX FD 855 P 3G1,5 | Miscellaneous | Good
I2 | ÖLFLEX FD 855 P 12G1,5 | [5 empty] | 0
|  | m | 183.0109 | 15 | 2745.1632 | 15 | 2745.1632 | ÖLFLEX FD 855 P 12G1,5 | Miscellaneous | Good
L | Erdung grounding | [5 empty] | 0 |  |  |  |  | Erdung grounding | 0 | 0 | 0 | 0
L1 | H07V‐K 1X16 GNYE | [5 empty] | 0
|  | m | 54.7816 | 904 | 49522.6006 | 904 | 49522.6006 | H07V‐K 1X16 GNYE | Miscellaneous | Good
L2 | H07V‐K 1X25 GNYE | [5 empty] | 0
|  | m | 89.2148 | 32 | 2854.8749 | 32 | 2854.8749 | H07V‐K 1X25 GNYE | Miscellaneous | Good
L3 | H07V‐K 1X50 GNYE | [5 empty] | 0
|  | m | 161.3868 | 451 | 72785.4598 | 451 | 72785.4598
L4 | H07V‐K 1X70 GNYE |  |  | 0 | 0 | 0 | 0 | H07V‐K 1X70 GNYE | Miscellaneous | Good
|  | m | 224.193 | 16 | 3587.0878 | 16 | 3587.0878
L5 | H07V‐K 1X95 GNYE | [5 empty] | 0
|  | m | 309.7251 | 50 | 15486.253 | 50 | 15486.253 | H07V‐K 1X95 GNYE | Miscellaneous | Good
M | Spezialleitung special cables | [5 empty] | 0 |  |  |  |  | Spezialleitung special cables | 0 | 0 | 0 | 0
M1 | ÖLFLEX CLASSIC 100 YELLOW 3G1,5 | [5 empty] | 0
|  | m | 26.8458 | 0 | 0 | 0 | 0
M2 | ÖLFLEX CLASSIC 110 Orange 3G1,5 | m | 28.0854 | 73 | 2050.2351 | 73 | 2050.2351 | ÖLFLEX CLASSIC 110 Orange 3G1,5 | Miscellaneous | Good
N | CABLE TRAYS FOR Equipement Cables | [5 empty] | 0 |  |  |  |  | CABLE TRAYS FOR Equipement Cables | 0 | 0 | 0 | 0
| Supply, install, test and put into operation cable trays system, complete with all elbows, tees, reducers, suspension elements, supports, connectors, bonding jumpers, earthing connector, fasteners, covers, studs, fire stopping material, warning signs, bolts, nuts, washers, covers, accessories and all related ancillary works. | [5 empty] | 0
| (200x100)mm | [5 empty] | 0 |  |  |  |  | (200x100)mm | 0 | 0 | 0 | 0
| Supply | 450 | 375.8416 | 200 | 75168.324 | 200 | 75168.324
| Install, Connect and Test | 450 |  |  |  |  | 0 |  |  |  |  | Install, Connect and Test | 3000 | 0 | 63.72 | 191160
| (300x100)mm | [5 empty] | 0 |  |  |  |  | (300x100)mm | 0 | 0 | 0 | 0
| Supply | 750 | 485.302 | 0 | 0 | 0 | 0
| Install, Connect and Test | 750 |  |  |  |  | 0 |  |  |  |  | Install, Connect and Test | 3000 | 0 | 63.72 | 191160
| (400x100)mm | [5 empty] | 0 |  |  |  |  | (400x100)mm | 0 | 0 | 0 | 0
| Supply | 1500 | 592.0779 | 300 | 177623.361 | 300 | 177623.361
| Install, Connect and Test | 1500 |  |  |  |  | 0 |  |  |  |  | Install, Connect and Test | 3000 | 0 | 63.72 | 191160
| (500x100)mm | [5 empty] | 0 |  |  |  |  | (500x100)mm | 0 | 0 | 0 | 0
| Supply | 380 | 809.3563 | -7 | -5665.4942 | -7 | -5665.4942
| Install, Connect and Test | 380 |  |  |  |  | 0 |  |  |  |  | Install, Connect and Test | 3000 | 0 | 63.72 | 191160
| (600x100)mm | [5 empty] | 0 |  |  |  |  | (600x100)mm | 0 | 0 | 0 | 0
| Supply | 720 | 930.5833 | 102 | 94919.5017 | 102 | 94919.5017
| Install, Connect and Test | 720 |  |  |  |  | 0 |  |  |  |  | Install, Connect and Test | 3000 | 0 | 63.72 | 191160
| Hot-Dip Galvanized Perforated Separator, for cable tray 100mm height, 1.5mm thickness, 3000mm length | [5 empty] | 0 |  |  |  |  | Hot-Dip Galvanized Perforated Separator, for cable tray 100mm height, 1.5mm thickness, 3000mm length | 0 | 0 | 0 | 0
| Supply | 7602 | 78.7495 | 750 | 59062.1625 | 750 | 59062.1625
| Install, Connect and Test | 7602 |  |  |  |  | 0 |  |  |  |  | Install, Connect and Test | 3000 | 0 | 63.72 | 191160
| DIVISION 29 - Special Equipement | [5 empty] | 0 |  |  |  |  | DIVISION 29 - Special Equipement | 0 | 0 | 0 | 0
| To Summary | [5 empty] | 0
| VO.(74) LOW VOLTAGE CABLES IMPACT DUE TO ADDING NEW PANELS. | [5 empty] | 0 |  |  |  |  | VO.(74) LOW VOLTAGE CABLES IMPACT DUE TO ADDING NEW PANELS. | 0 | 0 | 0 | 0
2.1.1 | CU/XLPE/PVC cable [(3x300+150mm2+150mm2)]. | Mt. | 9281.3364 | 52 | 482629.4928 | 52 | 482629.4928 | NA | INFRA | Good | MIR-00119 | CU/XLPE/STA/PVC cable [(3x185+95)mm2 +95mm2)]. | 0 | 0 | 0 | 0
2.1.2 | CU/XLPE/STA/PVC cable [(3x120+70)mm2 + 70mm2]. | Mt. | 4159.7241 | 181 | 752910.0569 | 181 | 752910.0569 | NA | INFRA | Good | MIR-00119 | CU/XLPE/STA/PVC cable [(3x185+95)mm2 +95mm2)]. | 0 | 0 | 0 | 0
2.1.3 | CU/XLPE/PVC cable [(3x120+70)mm2 + 70mm2]. and all necessary accessories and ancillary works required as specified and as shown on drawings. | [5 empty] | 0 |  |  |  |  | CU/XLPE/PVC cable [(3x120+70)mm2 + 70mm2]. and all necessary accessories and ancillary works required as specified and as shown on drawings. | 0 | 0 | 0 | 0
| Supply | Mt. | 3192.1538 |  |  |  | 0
| Install | Mt. |  |  |  |  | 0 |  |  |  |  | Install | Mt. | 0 | 109.08 | 27270
2.1.4 | CU/XLPE/PVC cable [(3x185+95)mm2 + 95mm2]. and all necessary accessories and ancillary works required as specified and as shown on drawings. | [5 empty] | 0 |  |  |  |  | CU/XLPE/PVC cable [(3x185+95)mm2 + 95mm2]. and all necessary accessories and ancillary works required as specified and as shown on drawings. | 0 | 0 | 0 | 0
| Supply | Mt. | 4780.3511 |  |  |  | 0
| Install | Mt. |  |  |  |  | 0 |  |  |  |  | Install | Mt. | 0 | 109.08 | 27270
2.1.5 | CU/XLPE/STA/PVC cable [(3x185+95)mm2 + 95mm2]. and all necessary accessories and ancillary works required as specified and as shown on drawings. | [5 empty] | 0 |  |  |  |  | CU/XLPE/STA/PVC cable [(3x185+95)mm2 + 95mm2]. and all necessary accessories and ancillary works required as specified and as shown on drawings. | 0 | 0 | 0 | 0
| Supply | Mt. | 5943.2875 |  |  |  | 0
| Install | Mt. |  |  |  |  | 0 |  |  |  |  | Install | Mt. | 0 | 109.08 | 27270
2.1.6 | CU/XLPE/PVC cable [(3x240+120)mm2 + 120mm2]. | Mt. | 6189.7684 | 95 | 588027.9942 | 95 | 588027.9942 | NA | Main shed | Good | MIR-00119 | CU/XLPE/STA/PVC cable [(3x185+95)mm2 +95mm2)]. | 0 | 0 | 0 | 0
2.1.7 | CU/XLPE/STA/PVC cable [(3x240+120)mm2 + 120mm2]. | [5 empty] | 0 | NA | INFRA | Good | MIR-00073 | CU/XLPE/STA/PVC cable [(3x185+95)mm2 +95mm2)]. | 0 | 0 | 0 | 0
|  | Mt. | 6276.8455 | 371 | 2328709.6879 | 371 | 2328709.6879
2.1.8 | CU/XLPE/PVC cable [(3x50+25)mm2 + 25mm2]. and all necessary accessories and ancillary works required as specified and as shown on drawings. | [5 empty] | 0 |  |  |  |  | CU/XLPE/PVC cable [(3x50+25)mm2 + 25mm2]. and all necessary accessories and ancillary works required as specified and as shown on drawings. | 0 | 0 | 0 | 0
| Supply | Mt. | 1256.8248 |  |  |  | 0
| Install | Mt. |  |  |  |  | 0 |  |  |  |  | Install | Mt. | 0 | 109.08 | 27270
2.1.10 | CU/XLPE/PVC cable [(4x16)mm2 + 16mm2]. and all necessary accessories and ancillary works required as specified and as shown on drawings. | [5 empty] | 0 |  |  |  |  | CU/XLPE/PVC cable [(4x16)mm2 + 16mm2]. and all necessary accessories and ancillary works required as specified and as shown on drawings. | 0 | 0 | 0 | 0
| Supply | Mt. | 520.4512 | 94 | 48922.4129 | 94 | 48922.4129
| Install | Mt. |  |  |  |  | 0 |  |  |  |  | Install | Mt. | 0 | 109.08 | 27270
2.1.11 | CU/XLPE/STA/PVC cable [(4x16)mm2 + 16mm2]. and all necessary accessories and ancillary works required as specified and as shown on drawings. | [5 empty] | 0 |  |  |  |  | CU/XLPE/STA/PVC cable [(4x16)mm2 + 16mm2]. and all necessary accessories and ancillary works required as specified and as shown on drawings. | 0 | 0 | 0 | 0
| Supply | Mt. | 637.1352 |  |  |  | 0
| Install | Mt. |  |  |  |  | 0 |  |  |  |  | Install | Mt. | 0 | 109.08 | 27270
2.1.12 | CU/XLPE/PVC cable [(4x25)mm2 + 16mm2]. and all necessary accessories and ancillary works required as specified and as shown on drawings. | [5 empty] | 0 |  |  |  |  | CU/XLPE/PVC cable [(4x25)mm2 + 16mm2]. and all necessary accessories and ancillary works required as specified and as shown on drawings. | 0 | 0 | 0 | 0
| Supply | Mt. | 763.3734 |  |  |  | 0
| Install | Mt. |  |  |  |  | 0 |  |  |  |  | Install | Mt. | 0 | 109.08 | 27270
2.1.13 | CU/XLPE/STA/PVC cable [(4x25)mm2 + 16mm2]. and all necessary accessories and ancillary works required as specified and as shown on drawings. | [5 empty] | 0 |  |  |  |  | CU/XLPE/STA/PVC cable [(4x25)mm2 + 16mm2]. and all necessary accessories and ancillary works required as specified and as shown on drawings. | 0 | 0 | 0 | 0
| Supply | Mt. | 1198.7784 |  |  |  | 0
| Install | Mt. |  |  |  |  | 0 |  |  |  |  | Install | Mt. | 0 | 109.08 | 27270
2.1.14 | CU/XLPE/PVC cable [(3x35+16)mm2 + 16mm2]. and all necessary accessories and ancillary works required as specified and as shown on drawings. | [5 empty] | 0 |  |  |  |  | CU/XLPE/PVC cable [(3x35+16)mm2 + 16mm2]. and all necessary accessories and ancillary works required as specified and as shown on drawings. | 0 | 0 | 0 | 0
| Supply | Mt. | 1002.7133 |  |  |  | 0
| Install | Mt. |  |  |  |  | 0 |  |  |  |  | Install | Mt. | 0 | 109.08 | 27270
2.1.15 | CU/XLPE/STA/PVC cable [(3x35+16)mm2 + 16mm2]. and all necessary accessories and ancillary works required as specified and as shown on drawings. | [5 empty] | 0 |  |  |  |  | CU/XLPE/STA/PVC cable [(3x35+16)mm2 + 16mm2]. and all necessary accessories and ancillary works required as specified and as shown on drawings. | 0 | 0 | 0 | 0
| Supply | Mt. | 989.4034 |  |  |  | 0
| Install | Mt. |  |  |  |  | 0 |  |  |  |  | Install | Mt. | 0 | 109.08 | 27270
2.1.16 | CU/XLPE/STA/PVC cable [(4x6)mm2 + 6mm2]. and all necessary accessories and ancillary works required as specified and as shown on drawings. | [5 empty] | 0 |  |  |  |  | CU/XLPE/STA/PVC cable [(4x6)mm2 + 6mm2]. and all necessary accessories and ancillary works required as specified and as shown on drawings. | mt | 0 | 0 | 0
| Supply | Mt. | 235.9201 |  |  |  | 0
| Install | Mt. |  |  |  |  | 0 |  |  |  |  | Install | Mt. | 0 | 109.08 | 27270
2.1.18 | CU/XLPE/PVC cable [(3x70+35)mm2 + 35mm2]. and all necessary accessories and ancillary works required as specified and as shown on drawings. | [5 empty] | 0 |  |  |  |  | CU/XLPE/PVC cable [(3x70+35)mm2 + 35mm2]. and all necessary accessories and ancillary works required as specified and as shown on drawings. | 0 | 0 | 0 | 0
| Supply | Mt. |  |  |  |  | 0
| Install | Mt. |  |  |  |  | 0 |  |  |  |  | Install | Mt. | 0 | 109.08 | 27270
2.1.19 | CU/XLPE/STA/PVC cable [(3x95+50)mm2 + 50mm2]. | Mt. | 3173.2625 | 187 | 593400.0838 | 187 | 593400.0838 | NA | INFRA | Good | MIR-00113 | CU/XLPE/STA/PVC cable [(3x185+95)mm2 +95mm2)]. | 0 | 0 | 0 | 0

## best.match
Description | Best Match from List 2
26 05 19 - 26 05 36- 26 05 39 - 26 05 43 - LOW VOLTAGE ELECTRICAL POWER CONDUCTORS AND CABLES | 26 05 19 - 26 05 36- 26 05 39 - 26 05 43 - LOW VOLTAGE ELECTRICAL POWER CONDUCTORS AND CABLES
CABLE FEEDERS | CABLE FEEDERS
CU/XLPE/PVC cable [(4x4)mm2 )]] | CU/XLPE/STA/PVC cable [(3x185+95)mm2 +95mm2)].
CU/XLPE/PVC cable [(4x4)mm2 + 4mm2)]] | CU/XLPE/STA/PVC cable [(3x185+95)mm2 +95mm2)].
CU/XLPE/PVC cable [(4x6)mm2 + 6mm2)]] | CU/XLPE/STA/PVC cable [(3x185+95)mm2 +95mm2)].
CU/XLPE/PVC cable [(4x10)mm2 + 10mm2)]] | CU/XLPE/STA/PVC cable [(3x185+95)mm2 +95mm2)].
CU/XLPE/STA/PVC cable [(4x10)mm2 + 10mm2)]] | CU/XLPE/STA/PVC cable [(3x185+95)mm2 +95mm2)].
CU/XLPE/PVC cable [(4x16)mm2 + 16mm2)]] and all necessary accessories and ancillary works required as specified and as shown on drawings. | CU/XLPE/PVC cable [(4x16)mm2 + 16mm2)]] and all necessary accessories and ancillary works required as specified and as shown on drawings.
Install, Connect and Test | Install, Connect and Test
CU/XLPE/STA/PVC cable [(4x16)mm2 + 16mm2)]] and all necessary accessories and ancillary works required as specified and as shown on drawings. | CU/XLPE/STA/PVC cable [(4x16)mm2 + 16mm2)]] and all necessary accessories and ancillary works required as specified and as shown on drawings.
Install, Connect and Test | Install, Connect and Test
CU/XLPE/PVC cable [(4x25)mm2 + 16mm2]] and all necessary accessories and ancillary works required as specified and as shown on drawings. | CU/XLPE/PVC cable [(4x25)mm2 + 16mm2]] and all necessary accessories and ancillary works required as specified and as shown on drawings.
Install, Connect and Test | Install, Connect and Test
CU/XLPE/PVC cable [(4x35)mm2 + 16mm2)]] and all necessary accessories and ancillary works required as specified and as shown on drawings. | CU/XLPE/PVC cable [(4x35)mm2 + 16mm2)]] and all necessary accessories and ancillary works required as specified and as shown on drawings.
Install, Connect and Test | Install, Connect and Test
CU/XLPE/PVC cable [(3x50+25)mm2 + 25mm2)]] and all necessary accessories and ancillary works required as specified and as shown on drawings. | CU/XLPE/PVC cable [(3x50+25)mm2 + 25mm2)]] and all necessary accessories and ancillary works required as specified and as shown on drawings.
Install, Connect and Test | Install, Connect and Test
CU/XLPE/STA/PVC cable [(3x50+25)mm2 + 25mm2)]] and all necessary accessories and ancillary works required as specified and as shown on drawings. | CU/XLPE/STA/PVC cable [(3x50+25)mm2 + 25mm2)]] and all necessary accessories and ancillary works required as specified and as shown on drawings.
Install, Connect and Test | Install, Connect and Test
CU/XLPE/PVC cable [(3x70+35)mm2 + 35mm2)]] | CU/XLPE/STA/PVC cable [(3x185+95)mm2 +95mm2)].
CU/XLPE/STA/PVC cable [(3x70+35)mm2 + 35mm2)]] | CU/XLPE/STA/PVC cable [(3x185+95)mm2 +95mm2)].
CU/XLPE/PVC cable [(3x95+50)mm2 + 50mm2)]] and all necessary accessories and ancillary works required as specified and as shown on drawings. | CU/XLPE/PVC cable [(3x95+50)mm2 + 50mm2)]] and all necessary accessories and ancillary works required as specified and as shown on drawings.
Install, Connect and Test | Install, Connect and Test
CU/STA/PVC cable [(3x95+50)mm2 + 50mm2)]] | CU/XLPE/STA/PVC cable [(3x185+95)mm2 +95mm2)].
CU/XLPE/PVC cable [(3x120+70)mm2 + 70mm2)]] | CU/XLPE/STA/PVC cable [(3x185+95)mm2 +95mm2)].
CU/XLPE/PVC cable [(3x150+70)mm2 + 70mm2)]] | CU/XLPE/STA/PVC cable [(3x185+95)mm2 +95mm2)].
CU/XLPE/PVC cable [(3x185+95)mm2 + 95mm2)]] | CU/XLPE/STA/PVC cable [(3x185+95)mm2 +95mm2)].
CU/XLPE/PVC cable [(3x240+120)mm2 +120mm2)]. | CU/XLPE/STA/PVC cable [(3x185+95)mm2 +95mm2)].
AL/XLPE/STA/PVC cable [(4x16)mm2 + 16mm2)]. and all necessary accessories and ancillary works . | AL/XLPE/STA/PVC cable [(4x16)mm2 + 16mm2)]. and all necessary accessories and ancillary works .
MV CABLE FEEDERS | MV CABLE FEEDERS
AL/XLPE/STA/PVC 18/30 KV cable (3x240)mm2. | CU/XLPE/STA/PVC cable [(3x185+95)mm2 +95mm2)].
26 36 00-TRANSFER SWITCHES | 26 36 00-TRANSFER SWITCHES
Static transfer switch (40A, 1-ph) | One gang,One Way 10A modular Switch (water proof)
26 05 19-LOW VOLTAGE ELECTRICAL POWER CONDUCTORS AND CABLES | 26 05 19-LOW VOLTAGE ELECTRICAL POWER CONDUCTORS AND CABLES
26 05 19 - 26 05 36- 26 05 39 - 26 05 43 - LOW VOLTAGE ELECTRICAL POWER CONDUCTORS AND CABLES | 26 05 19 - 26 05 36- 26 05 39 - 26 05 43 - LOW VOLTAGE ELECTRICAL POWER CONDUCTORS AND CABLES
CABLE FEEDERS | CABLE FEEDERS
CU/XLPE/STA/PVC cable [(4x25)mm2 + 16mm2]. | CU/XLPE/STA/PVC cable [(3x185+95)mm2 +95mm2)].
CU/XLPE/STA/PVC cable [(3x120+70)mm2 + 70mm2)] | CU/XLPE/STA/PVC cable [(3x185+95)mm2 +95mm2)].
CU/XLPE/STA/PVC cable [(3x185+95)mm2 +95mm2)]. | CU/XLPE/STA/PVC cable [(3x185+95)mm2 +95mm2)].
Special Cables DIV-26 New | Special Cables DIV-26 New
starr, geeignet fÃ¼r aussen ( und innen) solid, for outdoor + indoor use able for wiring in ground UV resistance (NYY-J) U =600V /1kV wire color coded -10..+70grd | starr, geeignet fÃ¼r aussen ( und innen) solid, for outdoor + indoor use able for wiring in ground UV resistance (NYY-J) U =600V /1kV wire color coded -10..+70grd
NYYâ€J 3x1,5 RE 0,6/1kV | NYYâ€J 3x1,5 RE 0,6/1kV
NYYâ€J 4x1,5 RE 0,6/1kV | NYYâ€J 4x1,5 RE 0,6/1kV
NYYâ€J 4x2,5 RE 0,6/1kV | NYYâ€J 4x2,5 RE 0,6/1kV
NYYâ€J 4x4 RE 0,6/1kV | NYYâ€J 4x4 RE 0,6/1kV
NYYâ€J 4x6 RE 0,6/1kV | NYYâ€J 4x6 RE 0,6/1kV
NYYâ€J 4x10 RE 0,6/1kV | NYYâ€J 4x10 RE 0,6/1kV
NYYâ€J 4x16 RE 0,6/1kV | NYYâ€J 4x16 RE 0,6/1kV
NYYâ€J 4x25 RM 0,6/1kV | NYYâ€J 4x25 RM 0,6/1kV
NYYâ€J 4x70 SM 0,6/1kV | NYYâ€J 4x70 SM 0,6/1kV
NYYâ€J 3x25 RM/16 RE 0,6/1kV | NYYâ€J 3x25 RM/16 RE 0,6/1kV
NYYâ€J 3x35 SM/16 RE 0,6/1kV | NYYâ€J 3x35 SM/16 RE 0,6/1kV
NYYâ€J 3x50 SM/25 RM 0,6/1kV | NYYâ€J 3x50 SM/25 RM 0,6/1kV
NYYâ€J 3x70 SM/35 SM 0,6/1kV | NYYâ€J 3x70 SM/35 SM 0,6/1kV
NYYâ€J 3x120 SM/70 SM 0,6/1kV | NYYâ€J 3x120 SM/70 SM 0,6/1kV
NYYâ€J 3x150 SM/70 SM 0,6/1kV | NYYâ€J 3x150 SM/70 SM 0,6/1kV
NYYâ€J 3x185 SM/95 SM 0,6/1kV | NYYâ€J 3x185 SM/95 SM 0,6/1kV
NYCY 3x2,5 RE/2,5 0,6/1kV | NYCY 3x2,5 RE/2,5 0,6/1kV
Flexibel , fÃ¼r innen flexible, indoor use not UV resistance (H05VV5-F oder YSLY-J) wire numbered U = 300V / 500V alternativ: Helu JZ-750 U=450/700V -40..+80grd G = with protective conductor gn-ge x = without protective conductor | Flexibel , fÃ¼r innen flexible, indoor use not UV resistance (H05VV5-F oder YSLY-J) wire numbered U = 300V / 500V alternativ: Helu JZ-750 U=450/700V -40..+80grd G = with protective conductor gn-ge x = without protective conductor
Ã–LFLEX CLASSIC 110 3G0,75 | Ã–LFLEX CLASSIC 110 3G0,75
Ã–LFLEX CLASSIC 110 3G1 | Ã–LFLEX CLASSIC 110 3G1
Ã–LFLEX CLASSIC 110 3G1,5 | Ã–LFLEX CLASSIC 110 3G1,5
Ã–LFLEX CLASSIC 110 4G0,75 | Ã–LFLEX CLASSIC 110 4G0,75
Ã–LFLEX CLASSIC 110 4G1,5 | Ã–LFLEX CLASSIC 110 4G1,5
Ã–LFLEX CLASSIC 110 4G2,5 | Ã–LFLEX CLASSIC 110 4G2,5
Ã–LFLEX CLASSIC 110 4G4 | Ã–LFLEX CLASSIC 110 4G4
Ã–LFLEX CLASSIC 110 4G6 | Ã–LFLEX CLASSIC 110 4G6
Install, Connect and Test | Install, Connect and Test
Ã–LFLEX CLASSIC 110 4G10 | Ã–LFLEX CLASSIC 110 4G10
Install, Connect and Test | Install, Connect and Test
Ã–LFLEX CLASSIC 110 4G16 | Ã–LFLEX CLASSIC 110 4G16
Ã–LFLEX CLASSIC 110 4G25 | Ã–LFLEX CLASSIC 110 4G25
Ã–LFLEX CLASSIC 110 4G35 | Ã–LFLEX CLASSIC 110 4G35
Ã–LFLEX CLASSIC 110 5G0,75 | Ã–LFLEX CLASSIC 110 5G0,75
Ã–LFLEX CLASSIC 110 5G1 | Ã–LFLEX CLASSIC 110 5G1
Ã–LFLEX CLASSIC 110 5G1,5 | Ã–LFLEX CLASSIC 110 5G1,5
Ã–LFLEX CLASSIC 110 5G2,5 | Ã–LFLEX CLASSIC 110 5G2,5
Ã–LFLEX CLASSIC 110 5G4 | Ã–LFLEX CLASSIC 110 5G4
Ã–LFLEX CLASSIC 110 7G1 | Ã–LFLEX CLASSIC 110 7G1
Ã–LFLEX CLASSIC 110 7G1,5 | Ã–LFLEX CLASSIC 110 7G1,5
Ã–LFLEX CLASSIC 110 7G2,5 | Ã–LFLEX CLASSIC 110 7G2,5
Ã–LFLEX CLASSIC 110 7G4 | Ã–LFLEX CLASSIC 110 7G4
Ã–LFLEX CLASSIC 110 12G0,75 | Ã–LFLEX CLASSIC 110 12G0,75
Ã–LFLEX CLASSIC 110 12G1 | Ã–LFLEX CLASSIC 110 12G1
Ã–LFLEX CLASSIC 110 12G1,5 | Ã–LFLEX CLASSIC 110 12G1,5
Ã–LFLEX CLASSIC 110 12G2,5 | Ã–LFLEX CLASSIC 110 12G2,5
Ã–LFLEX CLASSIC 110 18G1,5 | Ã–LFLEX CLASSIC 110 18G1,5
Ã–LFLEX CLASSIC 110 25G1,5 | Ã–LFLEX CLASSIC 110 25G1,5
Flexibel , fÃ¼r innen flexible, indoor use not UV resistance Adern farbig U = 600V / 1kV G = with protective conductor gn-ge x = without protective conductor | Flexibel , fÃ¼r innen flexible, indoor use not UV resistance Adern farbig U = 600V / 1kV G = with protective conductor gn-ge x = without protective conductor
Ã–LFLEX CLASSIC 100 450/750V 4G70 | Ã–LFLEX CLASSIC 100 450/750V 4G70
Flexibel , fÃ¼r aussen ( und innen ) flexible, outdoor + indoor use UV resistance , no ground wiring wire numbered U = 600V / 1kV Lapp: -30..+70grd Helu: -40..+80grd G = with protective conductor gn-ge x = without protective conductor | Flexibel , fÃ¼r aussen ( und innen ) flexible, outdoor + indoor use UV resistance , no ground wiring wire numbered U = 600V / 1kV Lapp: -30..+70grd Helu: -40..+80grd G = with protective conductor gn-ge x = without protective conductor
Ã–LFLEX CLASSIC 110 Black 0,6/1kV 3G0,75 | Ã–LFLEX CLASSIC 110 Black 0,6/1kV 3G0,75
Ã–LFLEX CLASSIC 110 Black 0,6/1kV 3G1 | Ã–LFLEX CLASSIC 110 Black 0,6/1kV 3G1
Ã–LFLEX CLASSIC 110 Black 0,6/1kV 3G1,5 | Ã–LFLEX CLASSIC 110 Black 0,6/1kV 3G1,5
Ã–LFLEX CLASSIC 110 Black 0,6/1kV 3G2,5 | Ã–LFLEX CLASSIC 110 Black 0,6/1kV 3G2,5
Ã–LFLEX CLASSIC 110 Black 0,6/1kV 4G0,75 | Ã–LFLEX CLASSIC 110 Black 0,6/1kV 4G0,75
Ã–LFLEX CLASSIC 110 Black 0,6/1kV 4G1,5 | Ã–LFLEX CLASSIC 110 Black 0,6/1kV 4G1,5
Ã–LFLEX CLASSIC 110 Black 0,6/1kV 4G2,5 | Ã–LFLEX CLASSIC 110 Black 0,6/1kV 4G2,5
Ã–LFLEX CLASSIC 110 Black 0,6/1kV 4G4 | Ã–LFLEX CLASSIC 110 Black 0,6/1kV 4G4
Ã–LFLEX CLASSIC 110 Black 0,6/1kV 4G6 | Ã–LFLEX CLASSIC 110 Black 0,6/1kV 4G6
Ã–LFLEX CLASSIC 110 Black 0,6/1kV 4G10 | Ã–LFLEX CLASSIC 110 Black 0,6/1kV 4G10
Ã–LFLEX CLASSIC 110 Black 0,6/1kV 4G16 | Ã–LFLEX CLASSIC 110 Black 0,6/1kV 4G16
Ã–LFLEX CLASSIC 110 Black 0,6/1kV 5G0,75 | Ã–LFLEX CLASSIC 110 Black 0,6/1kV 5G0,75
Ã–LFLEX CLASSIC 110 Black 0,6/1kV 5G1 | Ã–LFLEX CLASSIC 110 Black 0,6/1kV 5G1
Ã–LFLEX CLASSIC 110 Black 0,6/1kV 5G1,5 | Ã–LFLEX CLASSIC 110 Black 0,6/1kV 5G1,5
Ã–LFLEX CLASSIC 110 Black 0,6/1kV 5G2,5 | Ã–LFLEX CLASSIC 110 Black 0,6/1kV 5G2,5
Ã–LFLEX CLASSIC 110 Black 0,6/1kV 5G4 | Ã–LFLEX CLASSIC 110 Black 0,6/1kV 5G4
Ã–LFLEX CLASSIC 110 Black 0,6/1kV 5G10 | Ã–LFLEX CLASSIC 110 Black 0,6/1kV 5G10
Ã–LFLEX CLASSIC 110 Black 0,6/1kV 7G0,75 | Ã–LFLEX CLASSIC 110 Black 0,6/1kV 7G0,75
Ã–LFLEX CLASSIC 110 Black 0,6/1kV 7G1 | Ã–LFLEX CLASSIC 110 Black 0,6/1kV 7G1
Ã–LFLEX CLASSIC 110 Black 0,6/1kV 7G1,5 | Ã–LFLEX CLASSIC 110 Black 0,6/1kV 7G1,5
Ã–LFLEX CLASSIC 110 Black 0,6/1kV 7G2,5 | Ã–LFLEX CLASSIC 110 Black 0,6/1kV 7G2,5
Ã–LFLEX CLASSIC 110 Black 0,6/1kV 12G1 | Ã–LFLEX CLASSIC 110 Black 0,6/1kV 12G1
Ã–LFLEX CLASSIC 110 Black 0,6/1kV 12G1,5 | Ã–LFLEX CLASSIC 110 Black 0,6/1kV 12G1,5
Ã–LFLEX CLASSIC 110 Black 0,6/1kV 12G2,5 | Ã–LFLEX CLASSIC 110 Black 0,6/1kV 12G2,5
Ã–LFLEX CLASSIC 110 Black 0,6/1kV 18G1,5 | Ã–LFLEX CLASSIC 110 Black 0,6/1kV 18G1,5
Ã–LFLEX CLASSIC 110 Black 0,6/1kV 25G1 | Ã–LFLEX CLASSIC 110 Black 0,6/1kV 25G1
Ã–LFLEX CLASSIC 110 Black 0,6/1kV 25G1,5 | Ã–LFLEX CLASSIC 110 Black 0,6/1kV 25G1,5
Ã–LFLEX CLASSIC 110 Black 0,6/1kV 25G2,5 | Ã–LFLEX CLASSIC 110 Black 0,6/1kV 25G2,5
einfach geschirmt, flexibel, fÃ¼r innen flexible, single shield, indoor use nicht UV-bestÃ¤ndig, transparent Adern nummeriert U = 300V / 500V -40..+80grd YSLYCY-J (Ã–lflex FD Classic 810 CY) Helu:U = 300V / 500V Lapp: U= 300V/500 V ab 1,5mm2: 450/750V G = with protective conductor gn-ge x = without protective conductor | einfach geschirmt, flexibel, fÃ¼r innen flexible, single shield, indoor use nicht UV-bestÃ¤ndig, transparent Adern nummeriert U = 300V / 500V -40..+80grd YSLYCY-J (Ã–lflex FD Classic 810 CY) Helu:U = 300V / 500V Lapp: U= 300V/500 V ab 1,5mm2: 450/750V G = with protective conductor gn-ge x = without protective conductor
Ã–LFLEX CLASSIC 110 CY 3G1,5 | Ã–LFLEX CLASSIC 110 CY 3G1,5
Ã–LFLEX CLASSIC 110 CY 4G2,5 | Ã–LFLEX CLASSIC 110 CY 4G2,5
Ã–LFLEX CLASSIC 110 CY 4G4 | Ã–LFLEX CLASSIC 110 CY 4G4
Ã–LFLEX CLASSIC 110 CY 4G6 | Ã–LFLEX CLASSIC 110 CY 4G6
Ã–LFLEX CLASSIC 110 CY 4G10 | Ã–LFLEX CLASSIC 110 CY 4G10
Ã–LFLEX CLASSIC 110 CY 4G16 | Ã–LFLEX CLASSIC 110 CY 4G16
Ã–LFLEX CLASSIC 110 CY BK 0,6/1kV 4G50 | Ã–LFLEX CLASSIC 110 CY BK 0,6/1kV 4G50
Ã–LFLEX CLASSIC 110 CY BK 0,6/1kV 4G70 | Ã–LFLEX CLASSIC 110 CY BK 0,6/1kV 4G70
Ã–LFLEX CLASSIC 110 CY 7G1,5 | Ã–LFLEX CLASSIC 110 CY 7G1,5
einfach geschirmt, flexibel, fÃ¼r innen flexible, single shield, indoor use nicht UV-bestÃ¤ndig, transparent Adern nummeriert U = 300V / 500V -40..+80grd YSLYCY-J (Ã–lflex FD Classic 810 CY) Helu:U = 300V / 500V Lapp: U= 300V/500 V ab 1,5mm2: 450/750V G = with protective conductor gn-ge x = without protective conductor | einfach geschirmt, flexibel, fÃ¼r innen flexible, single shield, indoor use nicht UV-bestÃ¤ndig, transparent Adern nummeriert U = 300V / 500V -40..+80grd YSLYCY-J (Ã–lflex FD Classic 810 CY) Helu:U = 300V / 500V Lapp: U= 300V/500 V ab 1,5mm2: 450/750V G = with protective conductor gn-ge x = without protective conductor
Ã–LFLEX SERVO 2YSLCYKâ€JB 3X70+3G10 BK | Ã–LFLEX SERVO 2YSLCYKâ€JB 3X70+3G10 BK
Ã–LFLEX SERVO 2YSLCYKâ€JB 3X95+3G16 BK | Ã–LFLEX SERVO 2YSLCYKâ€JB 3X95+3G16 BK
Ã–LFLEX SERVO 2YSLCYKâ€JB 3X150+3G25 BK | Ã–LFLEX SERVO 2YSLCYKâ€JB 3X150+3G25 BK
Ã–LFLEX SERVO 2YSLCYKâ€JB 3X95+3G16 BK | Ã–LFLEX SERVO 2YSLCYKâ€JB 3X95+3G16 BK
einfach geschirmt, flexibel, fÃ¼r innen flexible, single shield, indoor use color coded no ground wire -30..+80grd | einfach geschirmt, flexibel, fÃ¼r innen flexible, single shield, indoor use color coded no ground wire -30..+80grd
UNITRONIC LiYCY 2x0,5 | UNITRONIC LiYCY 2x0,5
UNITRONIC LiYCY 2x0,75 | UNITRONIC LiYCY 2x0,75
UNITRONIC LiYCY 3x0,5 | UNITRONIC LiYCY 3x0,5
UNITRONIC LiYCY 4x0,5 | UNITRONIC LiYCY 4x0,5
UNITRONIC LiYCY 6x0,5 | UNITRONIC LiYCY 6x0,5
UNITRONIC LiYCY 7x0,5 | UNITRONIC LiYCY 7x0,5
UNITRONIC LiYCY 8x0,5 | UNITRONIC LiYCY 8x0,5
UNITRONIC LiYCY 12x0,5 | UNITRONIC LiYCY 12x0,5
UNITRONIC LiYCY 18x0,5 | UNITRONIC LiYCY 18x0,5
UNITRONIC LiYCY 25x0,5 | UNITRONIC LiYCY 25x0,5
einfach geschirmt, twisted pair single shield, twisted pair farbcodiert | einfach geschirmt, twisted pair single shield, twisted pair farbcodiert
UNITRONIC LiYCY (TP) 2x2x0,5 | UNITRONIC LiYCY (TP) 2x2x0,5
UNITRONIC LiYCY (TP) 3x2x0,5 | UNITRONIC LiYCY (TP) 3x2x0,5
UNITRONIC LiYCY (TP) 6x2x0,5 | UNITRONIC LiYCY (TP) 6x2x0,5
Flexibel fÃ¼r Energiekette mit UL/cUL flexible for energy chain UL/cUL nummerierte Adern PUR- Mantel Kleine Biegeradien UL/cUL approbiert fÃ¼r Nordamerika G = with protective conductor gn-ge x = without protective conductor | Flexibel fÃ¼r Energiekette mit UL/cUL flexible for energy chain UL/cUL nummerierte Adern PUR- Mantel Kleine Biegeradien UL/cUL approbiert fÃ¼r Nordamerika G = with protective conductor gn-ge x = without protective conductor
Ã–LFLEX FD 855 P 3G1,5 | Ã–LFLEX FD 855 P 3G1,5
Ã–LFLEX FD 855 P 12G1,5 | Ã–LFLEX FD 855 P 12G1,5
Erdung grounding | Erdung grounding
H07Vâ€K 1X16 GNYE | H07Vâ€K 1X16 GNYE
H07Vâ€K 1X25 GNYE | H07Vâ€K 1X25 GNYE
H07Vâ€K 1X50 GNYE | H07Vâ€K 1X50 GNYE
H07Vâ€K 1X70 GNYE | H07Vâ€K 1X70 GNYE
H07Vâ€K 1X95 GNYE | H07Vâ€K 1X95 GNYE
Spezialleitung special cables | Spezialleitung special cables
Ã–LFLEX CLASSIC 100 YELLOW 3G1,5 | Ã–LFLEX CLASSIC 100 YELLOW 3G1,5
Ã–LFLEX CLASSIC 110 Orange 3G1,5 | Ã–LFLEX CLASSIC 110 Orange 3G1,5
CABLE TRAYS FOR Equipement Cables | CABLE TRAYS FOR Equipement Cables
Supply, install, test and put into operation cable trays system, complete with all elbows, tees, reducers, suspension elements, supports, connectors, bonding jumpers, earthing connector, fasteners, covers, studs, fire stopping material, warning signs, bolts, nuts, washers, covers, accessories and all related ancillary works. | Supply, install, test and put into operation cable trays system, complete with all elbows, tees, reducers, suspension elements, supports, connectors, bonding jumpers, earthing connector, fasteners, covers, studs, fire stopping material, warning signs, bolts, nuts, washers, covers, accessories and all related ancillary works.
(200x100)mm | (200x100)mm
Install, Connect and Test | Install, Connect and Test
(300x100)mm | (300x100)mm
Install, Connect and Test | Install, Connect and Test
(400x100)mm | (400x100)mm
Install, Connect and Test | Install, Connect and Test
(500x100)mm | (500x100)mm
Install, Connect and Test | Install, Connect and Test
(600x100)mm | (600x100)mm
Install, Connect and Test | Install, Connect and Test
Hot-Dip Galvanized Perforated Separator, for cable tray 100mm height, 1.5mm thickness, 3000mm length | Hot-Dip Galvanized Perforated Separator, for cable tray 100mm height, 1.5mm thickness, 3000mm length
Install, Connect and Test | Install, Connect and Test
DIVISION 29 - Special Equipement | DIVISION 29 - Special Equipement
VO.(74) LOW VOLTAGE CABLES IMPACT DUE TO ADDING NEW PANELS. | VO.(74) LOW VOLTAGE CABLES IMPACT DUE TO ADDING NEW PANELS.
CU/XLPE/PVC cable [(3x300+150mm2+150mm2)]. | CU/XLPE/STA/PVC cable [(3x185+95)mm2 +95mm2)].
CU/XLPE/STA/PVC cable [(3x120+70)mm2 + 70mm2]. | CU/XLPE/STA/PVC cable [(3x185+95)mm2 +95mm2)].
CU/XLPE/PVC cable [(3x120+70)mm2 + 70mm2]. and all necessary accessories and ancillary works required as specified and as shown on drawings. | CU/XLPE/PVC cable [(3x120+70)mm2 + 70mm2]. and all necessary accessories and ancillary works required as specified and as shown on drawings.
Install | Install
CU/XLPE/PVC cable [(3x185+95)mm2 + 95mm2]. and all necessary accessories and ancillary works required as specified and as shown on drawings. | CU/XLPE/PVC cable [(3x185+95)mm2 + 95mm2]. and all necessary accessories and ancillary works required as specified and as shown on drawings.
Install | Install
CU/XLPE/STA/PVC cable [(3x185+95)mm2 + 95mm2]. and all necessary accessories and ancillary works required as specified and as shown on drawings. | CU/XLPE/STA/PVC cable [(3x185+95)mm2 + 95mm2]. and all necessary accessories and ancillary works required as specified and as shown on drawings.
Install | Install
CU/XLPE/PVC cable [(3x240+120)mm2 + 120mm2]. | CU/XLPE/STA/PVC cable [(3x185+95)mm2 +95mm2)].
CU/XLPE/STA/PVC cable [(3x240+120)mm2 + 120mm2]. | CU/XLPE/STA/PVC cable [(3x185+95)mm2 +95mm2)].
CU/XLPE/PVC cable [(3x50+25)mm2 + 25mm2]. and all necessary accessories and ancillary works required as specified and as shown on drawings. | CU/XLPE/PVC cable [(3x50+25)mm2 + 25mm2]. and all necessary accessories and ancillary works required as specified and as shown on drawings.
Install | Install
CU/XLPE/PVC cable [(4x16)mm2 + 16mm2]. and all necessary accessories and ancillary works required as specified and as shown on drawings. | CU/XLPE/PVC cable [(4x16)mm2 + 16mm2]. and all necessary accessories and ancillary works required as specified and as shown on drawings.
Install | Install
CU/XLPE/STA/PVC cable [(4x16)mm2 + 16mm2]. and all necessary accessories and ancillary works required as specified and as shown on drawings. | CU/XLPE/STA/PVC cable [(4x16)mm2 + 16mm2]. and all necessary accessories and ancillary works required as specified and as shown on drawings.
Install | Install
CU/XLPE/PVC cable [(4x25)mm2 + 16mm2]. and all necessary accessories and ancillary works required as specified and as shown on drawings. | CU/XLPE/PVC cable [(4x25)mm2 + 16mm2]. and all necessary accessories and ancillary works required as specified and as shown on drawings.
Install | Install
CU/XLPE/STA/PVC cable [(4x25)mm2 + 16mm2]. and all necessary accessories and ancillary works required as specified and as shown on drawings. | CU/XLPE/STA/PVC cable [(4x25)mm2 + 16mm2]. and all necessary accessories and ancillary works required as specified and as shown on drawings.
Install | Install
CU/XLPE/PVC cable [(3x35+16)mm2 + 16mm2]. and all necessary accessories and ancillary works required as specified and as shown on drawings. | CU/XLPE/PVC cable [(3x35+16)mm2 + 16mm2]. and all necessary accessories and ancillary works required as specified and as shown on drawings.
Install | Install
CU/XLPE/STA/PVC cable [(3x35+16)mm2 + 16mm2]. and all necessary accessories and ancillary works required as specified and as shown on drawings. | CU/XLPE/STA/PVC cable [(3x35+16)mm2 + 16mm2]. and all necessary accessories and ancillary works required as specified and as shown on drawings.
Install | Install
CU/XLPE/STA/PVC cable [(4x6)mm2 + 6mm2]. and all necessary accessories and ancillary works required as specified and as shown on drawings. | CU/XLPE/STA/PVC cable [(4x6)mm2 + 6mm2]. and all necessary accessories and ancillary works required as specified and as shown on drawings.
Install | Install
CU/XLPE/PVC cable [(3x70+35)mm2 + 35mm2]. and all necessary accessories and ancillary works required as specified and as shown on drawings. | CU/XLPE/PVC cable [(3x70+35)mm2 + 35mm2]. and all necessary accessories and ancillary works required as specified and as shown on drawings.
Install | Install
CU/XLPE/STA/PVC cable [(3x95+50)mm2 + 50mm2]. | CU/XLPE/STA/PVC cable [(3x185+95)mm2 +95mm2)].

## list.2
Description | Qty | supply rate | install rate | Total Amount
SITE DIVISION 26 - ELECTRICAL
26 51 00 - INTERIOR LIGHTING
Supply, install, test & hand-over light fixtures including all lamps & all mounting devices and brackets in compliance with the tender specifications & drawings.
LIGHTING FIXTURES
Light Fixture F1 - Surface Mounted Luminaire (1x30.5W) LED Lamp 220V - 50 HZ. Similar to Philips WT470C L1300 1xLED42S/840 VWM. (Local Manufactures)
Supply | 73 | 2293.92 |  | 167456.16
Install, commect and test | 73 |  | 96.12 | 7016.76
Light Fixture F1E - Similar to (F1) with Battery Back Up. (Local Manufactures)
Supply | 21 | 3429 |  | 72009
Install, commect and test | 21 |  | 96.12 | 2018.52
Light Fixture F2 - Recessed Mounted Luminaire (1x36W) LED Lamp 220V - 50Hz. Similar to Philips RC125B W60L60 1 xLED36S/840 NOC. (Local Manufactures)
Supply | 15 | 1136.16 |  | 17042.4
Install, commect and test | 15 |  | 96.12 | 1441.8
Light Fixture F2E - Similar to (F2) with Battery Back Up. (Local Manufactures)
Supply | 3 | 2272.32 |  | 6816.96
Install, commect and test | 3 |  | 96.12 | 288.36
Light Fixture F3E - IP65 Surface Mounted Luminaire (1x38W) LED Lamp 220V - 50Hz. Similar to Philips WT120C L1200 1xLED40S/840. With Battery Back Up. (Local Manufactures)
Supply | 34 | 2055.24 |  | 69878.16
Install, commect and test | 34 |  | 96.12 | 3268.08
Light Fixture F4 - Suspended High Bay Luminaire (1x236W) LED Lamp 220V - 50Hz. Similar to Philips BY481P PSD 1 xLED350S/840 MB. (Local Manufactures)
Supply | 90 | 14061.6 |  | 1265544
Install, commect and test | 90 |  | 96.12 | 8650.8
Light Fixture F7 - Bulk Head Luminaire (1x12W) Led Lamp 220V - 50Hz. (Local Manufactures)
Supply | 23 | 595.08 |  | 13686.84
Install, commect and test | 23 |  | 74.52 | 1713.96
Light Fixture F8 - Floodlight Luminaire (1x120W) LED Lamp 220V - 50Hz. Similar to Philips BVP130 1xLED160-4S/740 OFA52. (Local Manufactures)
Supply | 28 | 4326.48 |  | 121141.44
Install, commect and test | 28 |  | 153.36 | 4294.08
Exit Sign (Local Manufactures)
Supply | 15 | 1515.24 |  | 22728.6
Install, commect and test | 15 |  | 74.52 | 1117.8
Light Fixture L5E - (IP-54) SURFACE MOUNTED CIRCULAR LUMINAIRE (1x22w, 2100LM) LED LAMP 220V,50HZ SIMILAR TO (PHILIPS CL261 DS Oyster ) WITH 2 HOURS BACK UP BATTERY OR APPROVED EQUAL (Local Manufactures)
Supply | 6 | 2383.56 |  | 14301.36
Install, commect and test | 6 |  | 74.52 | 447.12
Light Fixture L9- (IP-66) SURFACE MOUNTED LUMINAIRE (1x58w, 7992LM) LED LAMP 220V,50HZ SIMILAR TO (PHILIPS WT470X L1600 WB LED80S/840 NO) OR APPROVED EQUAL (Local Manufactures)
Supply | 18 | 3245.4 |  | 58417.2
Install, commect and test | 18 |  | 96.12 | 1730.16
Light Fixture L9E - SAME TO L9 TYPE BUT WITH 2 HOURS BACK UP BATTERY (Local Manufactures)
Supply | 8 | 4381.56 |  | 35052.48
Install, commect and test | 8 |  | 96.12 | 768.96
Light Fixture L4- (IP-44) RECESSED MOUNTED SLIM DOWNLIGHT LUMINAIRE (1x11w, 1100LM) LED LAMP 220V,50HZ SIMILAR TO (PHILIPS DN145B PSU D166 LED10S/840 NO) OR APPROVED EQUAL
Supply | 2 | 541.08 |  | 1082.16
Install, commect and test | 2 |  | 74.52 | 149.04
EXTERIOR LIGHTING. | 0 | 0
Supply, install, test & hand-over Street lighting Pole complete with concrete base, Lighting fixtures including all lamps & all mounting devices and brackets in compliance with the tender specifications & drawings. (Local Manufactures) |  |  | 0
LF-1 - Street Lighting Pole 8m Height with One Arm and One Lighting Fixture Similar to Philips BGP322 T35 A ECO113/- NO. (Local Manufactures) |  |  | 0
Supply | 38 | 8820.36 |  | 335173.68
Install, commect and test | 38 |  | 5934.6 | 225514.8
LF-2 - Street Lighting Pole 8m Height with Two Arms and Two Lighting Fixtures Similar to Philips BGP322 T35 A ECO113/- NO. (Local Manufactures)
Supply | 32 | 12349.8 |  | 395193.6
Install, commect and test | 32 |  | 6137.64 | 196404.48
Light Fixture F10 - Fence Luminaire Spherical Shape with LED Lamp 12W. (Local Manufactures) |  |  | 0
Supply | 138 | 3515.4 |  | 485125.2
Install, commect and test | 138 |  | 172.8 | 23846.4
26 27 26 - WIRING DEVICES
LIGHT SWITCHES
Supply, install, test & hand-over light switches complete including, conduits, conduit fittings, switches, terminations, earthing, wiring from switches to branch circuit in compliance with the tender specifications & drawings.
One Gang - One Way - 10A Modular Switch
Supply | 14 | 113.4 |  | 1587.6
Install, commect and test | 14 |  | 275.4 | 3855.6
Two Gang - One Way - 10A Modular Switch
Supply | 12 | 151.2 |  | 1814.4
Install, commect and test | 12 |  | 281.88 | 3382.56
One Gang - Two Way - 10A Modular Switch
Supply | 9 | 125.28 |  | 1127.52
Install, commect and test | 9 |  | 278.64 | 2507.76
Two Gang - Two Way - 10A Modular Switch
Supply | 10 | 176.04 |  | 1760.4
Install, commect and test | 10 |  | 282.96 | 2829.6
One Gang - One Way - 10A Modular Switch (W.P)
Supply | 12 | 153.36 |  | 1840.32
Install, commect and test | 12 |  | 280.8 | 3369.6
SOCKET OUTLETS :
Supply, install, connect and test socket outlets complete including plaster rings, wiring, earthing, terminations, socket plate, cover, plugs, all necessary accessories and ancillary work according to specification and schedules.
16A Wall Single Socket Outlet IP20
Supply | 20 | 133.92 |  | 2678.4
Install, commect and test | 20 |  | 48.6 | 972
16A Wall Duplex Socket Outlet IP20
Supply | 13 | 222.48 |  | 2892.24
Install, commect and test | 13 |  | 54 | 702
16A Wall Single Socket Outlet WP IP54
Supply | 121 | 162 |  | 19602
Install, commect and test | 121 |  | 54 | 6534
Floor Box (FB1) - One 16A Duplex UPS Socket + 2 LAN Outlet)
Supply | 12 | 2476.44 |  | 29717.28
Install, commect and test | 12 |  | 166.32 | 1995.84
26 28 16 - ENCLOSED SWITCHES & CIRCUIT BREAKERS
SWITCH FUSES
Supply, install, test & hand-over switch fuses complete including plaster rings, wiring, earthing, terminations, socket plate, cover, plugs, all necessary accessories and ancillary work in compliance with the tender specifications & drawings.
32A Switch Fuse with 2-Pole for AC Unit
Supply | 23 | 163.08 |  | 3750.84
Install, commect and test | 23 |  | 131.76 | 3030.48
16A Switch Fuse with 2-Pole for Water Heater & Rolling Shutter door
Supply | 15 | 140.4 |  | 2106
Install, commect and test | 16 |  | 117.72 | 1883.52
16A Switch Fuse with 4-Pole for EX. Fan (WP)
Supply | 51 | 589.68 |  | 30073.68
Install, commect and test | 51 |  | 152.28 | 7766.28
16A Switch Fuse with 2-Pole for Ex Fan.
Supply | 44 | 140.4 |  | 6177.6
Install, commect and test | 44 |  | 117.72 | 5179.68
26 05 19 - LOW VOLTAGE ELECTRICAL POWER CONDUCTORS AND CABLES
Supply, install, test & hand-over PVC insulated 450/750V stranded copper conductor wires & PVC/PVC stranded copper conductor cables from branch circuit panelboards to light & power outlets including raceways, termination, glands and all necessary accessories and ancillary works required for complete operative system in compliance with the tender specifications & drawings. Embedded or concealed surface mounted conduits should be heavy gauge PVC. Exposed mounted conduits should be rigid galvanized steel. Circuits in cable tray should be PVC/PVC multicore cables.
BRANCH CIRCUITS |  | 0
3x3mm2 for Lighting Outlet |  | 0
Supply | 237 | 2433.24 | 0 | 576677.88
Install, commect and test | 237 | 0 |  | Included
5x4mm2 CU/PVC for High Bay Lighting outlet , flood lighting & External lighting |  |  | 0
Supply | 318 | 3848.04 |  | 1223676.72
Install, commect and test | 318 |  | 0 | Included
3x4mm2 CU/PVC for socket outlet
Supply | 147 | 2327.4 | 0 | 342127.8
Install, commect and test | 147 | 0 |  | Included
3x4mm2 CU/PVC for acess control outlet
Supply | 11 | 4756.32 |  | 52319.52
Install, commect and test | 11 |  | 0 | Included
3x4mm2 CU/PVC for ( IT rack outlet, sound rack, fire alarm panel )
Supply | 9 | 2557.44 | 0 | 23016.96
Install, commect and test | 9 | 0 |  | Included
3x4mm2 CU/PVC for Rolling Shutter Door, Exhaust Fan & Water Heater
Supply | 18 | 2557.44 |  | 46033.92
Install, commect and test | 18 |  | 0 | Included
3x6mm2 CU/PVC/PVC for AC outlet
Supply | 23 | 6374.16 | 0 | 146605.68
Install, commect and test | 23 | 0 |  | Included
3x4mm2 CU/PVC for Floor BOX
Supply | 12 | 2557.44 |  | 30689.28
Install, commect and test | 12 |  | 0 | Included
3x4mm2 CU/PVC for Ex Fan & Fresh Air Fan
Supply | 120 | 2557.44 | 0 | 306892.8
Install, commect and test | 120 | 0 |  | Included
3x4mm2 CU/PVC for Electrical Water Heater
Supply | 3 | 2557.44 |  | 7672.32
Install, commect and test | 3 |  | 0 | Included
26 24 16 - 26 24 19 - PANELBOARDS |  | 0
Supply, install, test & hand-over the following panel boards complete with circuit breakers, bus bars cabinets, conductors, relays, residual current devices, indicator lamps and all necessary accessories and ancillary works required in compliance with the tender specifications & drawings. |  |  | 0
BRANCH CIRCUIT DISTRIBUTION PANEL BOARDS |  | 0
DB-F-1 |  |  | 0
Supply | 1 | 14312.16 |  | 14312.16
Install, commect and test | 1 |  | 1750.68 | 1750.68
DB-F-2
Supply | 1 | 15879.24 |  | 15879.24
Install, commect and test | 1 |  | 1750.68 | 1750.68
DB-F-3
Supply | 1 | 12269.88 |  | 12269.88
Install, commect and test | 1 |  | 1750.68 | 1750.68
DB-F-4
Supply | 1 | 8355.96 |  | 8355.96
Install, commect and test | 1 |  | 1313.28 | 1313.28
DB-F-5
Supply | 1 | 8515.8 |  | 8515.8
Install, commect and test | 1 |  | 1313.28 | 1313.28
DB-F-6
Supply | 1 | 5464.8 |  | 5464.8
Install, commect and test | 1 |  | 1313.28 | 1313.28
DB-F-UPS1
Supply | 1 | 7431.48 |  | 7431.48
Install, commect and test | 1 |  | 1313.28 | 1313.28
DB-F-UPS2
Supply | 1 | 4892.4 |  | 4892.4
Install, commect and test | 1 |  | 1313.28 | 1313.28
DB-F-UPS3
Supply | 1 | 4892.4 |  | 4892.4
Install, commect and test | 1 |  | 1313.28 | 1313.28
DB-GATE1
Supply | 1 | 4698 |  | 4698
Install, commect and test | 1 |  | 1313.28 | 1313.28
DB-GATE2
Supply | 1 | 4698 |  | 4698
Install, commect and test | 1 |  | 1313.28 | 1313.28
Power Socket Panel (Complete with Main Breaker 63A, Outgoing Breakers, 1No. 3-Phase 5 Pins 63A, 1No. 3-Phase 5 Pins 32A Plug Socket, and 2No. 1-Phase 3 Pins 32A Plug Socket).
Supply | 14 | 7906.68 |  | 110693.52
Install, commect and test | 14 |  | 686.88 | 9616.32
MCC-F-1
Supply | 1 | 64484.64 |  | 64484.64
Install, commect and test | 1 |  | 3441.96 | 3441.96
MCC-F-2
Supply | 1 | 64484.64 |  | 64484.64
Install, commect and test | 1 |  | 3441.96 | 3441.96
MCC-F-3
Supply | 1 | 61797.6 |  | 61797.6
Install, commect and test | 1 |  | 3441.96 | 3441.96
26 05 19 - 26 05 36- 26 05 39 - 26 05 43 - LOW VOLTAGE ELECTRICAL POWER CONDUCTORS AND CABLES | 0 | 0
CABLE FEEDERS |  |  | 0
Supply, install, test & hand-over CU/ XLPE/PVC stranded copper conductor cables including raceways, termination, glands and all necessary accessories and ancillary works required for complete operative system in compliance with the tender specifications & drawings. |  | 0
CU/XLPE/PVC cable [(4x4)mm2 )]] and all necessary accessories and ancillary works required as specified and as shown on drawings. |  | 0
Supply | 3000 | 37.8 |  | 113400
Install, Connect and Test | 3000 |  | 63.72 | 191160
CU/XLPE/PVC cable [(4x4)mm2 + 4mm2)]] and all necessary accessories and ancillary works required as specified and as shown on drawings.
Supply | 7750 | 45.36 |  | 351540
Install, Connect and Test | 7750 |  | 63.72 | 493830
CU/XLPE/PVC cable [(4x6)mm2 + 6mm2)]] and all necessary accessories and ancillary works required as specified and as shown on drawings.
Supply | 615 | 65.88 |  | 40516.2
Install, Connect and Test | 615 |  | 77.76 | 47822.4
CU/XLPE/PVC cable [(4x10)mm2 + 10mm2)]] and all necessary accessories and ancillary works required as specified and as shown on drawings.
Supply | 305 | 103.68 |  | 31622.4
Install, Connect and Test | 305 |  | 86.4 | 26352
CU/XLPE/STA/PVC cable [(4x10)mm2 + 10mm2)]] and all necessary accessories and ancillary works required as specified and as shown on drawings.
| 1490 | 114.48 |  | 170575.2
Install, Connect and Test | 1490 |  | 98.28 | 146437.2
CU/XLPE/PVC cable [(4x16)mm2 + 16mm2)]] and all necessary accessories and ancillary works required as specified and as shown on drawings.
Supply | 1737 | 156.6 |  | 272014.2
Install, Connect and Test | 1737 |  | 106.92 | 185720.04
CU/XLPE/STA/PVC cable [(4x16)mm2 + 16mm2)]] and all necessary accessories and ancillary works required as specified and as shown on drawings. |  | 0
Supply | 2665 | 169.56 |  | 451877.4
Install, Connect and Test | 2665 |  | 105.84 | 282063.6
CU/XLPE/PVC cable [(4x25)mm2 + 16mm2]] and all necessary accessories and ancillary works required as specified and as shown on drawings.
Supply | 650 | 222.48 |  | 144612
Install, Connect and Test | 650 |  | 124.2 | 80730
CU/XLPE/PVC cable [(4x35)mm2 + 16mm2)]] and all necessary accessories and ancillary works required as specified and as shown on drawings.
Supply | 400 | 291.6 |  | 116640
Install, Connect and Test | 400 |  | 141.48 | 56592
CU/XLPE/PVC cable [(3x50+25)mm2 + 25mm2)]] and all necessary accessories and ancillary works required as specified and as shown on drawings.
Supply | 245 | 362.88 |  | 88905.6
Install, Connect and Test | 245 |  | 164.16 | 40219.2
CU/XLPE/STA/PVC cable [(3x50+25)mm2 + 25mm2)]] and all necessary accessories and ancillary works required as specified and as shown on drawings.
Supply | 150 | 373.68 |  | 56052
Install, Connect and Test | 150 |  | 126.36 | 18954
CU/XLPE/PVC cable [(3x70+35)mm2 + 35mm2)]] and all necessary accessories and ancillary works required as specified and as shown on drawings.
Supply | 72 | 517.32 |  | 37247.04
Install, Connect and Test | 72 |  | 184.68 | 13296.96
CU/XLPE/STA/PVC cable [(3x70+35)mm2 + 35mm2)]] and all necessary accessories and ancillary works required as specified and as shown on drawings.
Supply | 768 | 528.12
Install, Connect and Test | 768 |  | 62.64
CU/XLPE/PVC cable [(3x95+50)mm2 + 50mm2)]] and all necessary accessories and ancillary works required as specified and as shown on drawings.
Supply | 525 | 711.72 |  | 373653
Install, Connect and Test | 525 |  | 197.64 | 103761
CU/STA/PVC cable [(3x95+50)mm2 + 50mm2)]] and all necessary accessories and ancillary works required as specified and as shown on drawings.
Supply | 500 | 729
Install, Connect and Test | 500 |  | 62.64
CU/XLPE/PVC cable [(3x120+70)mm2 + 70mm2)]] and all necessary accessories and ancillary works required as specified and as shown on drawings.
Supply | 135 | 916.92 |  | 123784.2
Install, Connect and Test | 135 |  | 191.16 | 25806.6
CU/XLPE/PVC cable [(3x150+70)mm2 + 70mm2)]] and all necessary accessories and ancillary works required as specified and as shown on drawings.
Supply | 120 | 1070.28 |  | 128433.6
Install, Connect and Test | 120 |  | 173.88 | 20865.6
CU/XLPE/PVC cable [(3x185+95)mm2 + 95mm2)]] and all necessary accessories and ancillary works required as specified and as shown on drawings.
Supply | 2895 | 1379.16 |  | 3992668.2
Install, Connect and Test | 2895 |  | 271.08 | 784776.6
CU/XLPE/PVC cable [(3x240+120)mm2 +120mm2)]. and all necessary accessories and ancillary works required as specified and as shown on drawings.
Supply | 645 | 1786.32 |  | 1152176.4
Install, Connect and Test | 645 |  | 319.68 | 206193.6
CU/XLPE/STA/PVC cable [(3x240+120)mm2 +120mm2)]] and all necessary accessories and ancillary works required as specified and as shown on drawings.
Supply | 450 | 1811.16 |  | 815022
Install, Connect and Test | 450 |  | 270 | 121500
CU/XLPE/PVC cable [(3x240+120)mm2 +120mm2)] Fire Rated Cable For Fire Pump and all necessary accessories and ancillary works .
Supply | 1000 | 2691.36 |  | 2691360
Install, Connect and Test | 1000 |  | 62.64 | 62640
AL/XLPE/STA/PVC cable [(4x16)mm2 + 16mm2)]. and all necessary accessories and ancillary works .
Supply | 3500 | 169.56 |  | 593460
Install, Connect and Test | 3500 |  | 96.12 | 336420
262500 - ENCLOSED BUS ASSEMBLY
Supply, install, connect and test copper busway complete with all necessary accessories and ancillary works required as specified and as shown on drawings.
Copper busway 2500A complete with all necessary accessories and ancillary works required as specified and as shown on drawings.
Supply | 10 | 16796.16 |  | 167961.6
Install, Connect and Test | 10 |  | 2534.76 | 25347.6
supply, Install, connect and test copper busway 4000A complete with all necessary accessories and ancillary works required as specified and as shown on drawings.
Supply | 30 | 26872.56 |  | 806176.8
Install, Connect and Test | 30 |  | 3907.44 | 117223.2
Copper busway 5000A complete with all necessary accessories and ancillary works required as specified and as shown on drawings.
Supply | 30 | 33591.24 |  | 1007737.2
Install, Connect and Test | 30 |  | 5030.64 | 150919.2
26 36 00 - AUTOMATIC TRANSFER SWITCHES (ATS)
Supply, install, connect, and test automatic transfer switch (1600A) complete with all control, monitoring and protection equipment including control cabling and all necessary auxiliary components and ancillary works required for complete operation as specified and as indicated on the drawings and specification.
Supply | 1 | 1168720.92 |  | 1168720.92
Install, Connect and Test | 1 |  | 7399.08 | 7399.08
POWER TRANSFORMER
Supply, install, connect, and test power transformers in accordance with detailed technical specifications complete with all necessary accessories and ancillary works. Transformers must be in compliance with public distribution company regulations.
Dry Type Transformers (2500 kVA, 22/0.4 kV) at 50C Ambient Temperature. |  | 0
Supply | 3 | 703626.48 |  | 2110879.44
Install, Connect and Test | 3 |  | 14351.04 | 43053.12
Dry Type transformers (7000 K.V.A, 22/11 KV ) at 50C Ambient Temperature. |  |  | 0
Supply | 1 | 2382278.04 |  | 2382278.04
Install, Connect and Test | 1 |  | 43015.32 | 43015.32
26 13 00 - MEDIUM VOLTAGE SWITCHGEAR
16-Cell, 22kV medium voltage SF6 or vacuum switch gear including feeding & interconnecting all circuit breakers, measuring instruments protective relays, control wiring, and all necessary accessories. The unit components and enclosure specifications shall be in compliance with the public distribution company regulations & the Egyptian code.
Supply | 1 | 5715168.84 |  | 5715168.84
Install, Connect and Test | 1 |  | 74456.28 | 74456.28
22 KV,1250A Transformer Vacuum Circuit Breaker (VCB). The unit components & Enclosure specifications shall be in compliance with the public distribution company regulations & the Egyptian code.
Supply | 7 |  | 0
Install, Connect and Test | 7 | 0
MV CABLE FEEDERS
Supply, install, connect and test MV cables including raceways, termination, glands and all necessary accessories and ancillary works required for complete operative system. The item shall include all necessary reinforced concrete cross roads sleeves, warning tape & covering bricks . The works include excavation, backfilling & excess soil removal outsie the site. The works shall be complete as per the project specifications, the Egyptian code rules & electric power distribution company regulations.
AL/XLPE/STA/PVC 18/30 KV cable (3x240)mm2. The item shall include all necessary sleeves, warning tape & covering bricks. The item shall be complete with all necessary accessories and ancillary works required as specified and as shown on drawings. The works shall be complete as per the project specifications, the Egyptian code rules & electric power distribution company regulations.
Supply | 3339 | 554.04 |  | 1849939.56
Install, Connect and Test | 3339 |  | 159.84 | 533705.76
AL/XLPE/STA/PVC 8.7/15 KV cable (3x240) mm2. The item shall include all necessary sleeves, warning tape & covering bricks. The item shall be complete with all necessary accessories and ancillary works required as specified and as shown on drawings. The works shall be complete as per the project specifications, the Egyptian code rules, and electric power distribution company regulations.
Supply | 480 | 484.92 |  | 232761.6
Install, Connect and Test | 480 |  | 141.48 | 67910.4
26 33 00 - BATTERY EQUIPMENT (UPS)
Supply, install, connect, and test Uninterruptible Power Supply (UPS) complete including rectifier, control, charger, wave form, earthing and all necessary accessories & all ancillary works required for complete operative system according to the specifications & as shown on drawings.
Uninterruptible 80 KVA, 3phase, 400V power supply(UPS) 15 minutes complete including rectifier, control, charger, wave form, earthing and all necessary accessories & all ancillary works required for complete operative system according to the specifications & as shown on drawings.
Supply | 1 | 561178.8 |  | 561178.8
Install, Connect and Test | 1 |  | 3808.08 | 3808.08
Uninterruptible 40 KVA, 3phase, 400V power supply(UPS) 10minutes complete including rectifier, control, charger, wave form, earthing and all necessary accessories & all ancillary works required for complete operative system according to the specifications & as shown on drawings. |  | 0
Supply | 1 | 381338.28 |  | 381338.28
Install, Connect and Test | 1 |  | 3249.72 | 3249.72
Uninterruptible 25 KVA, 3phase, 400V power supply(UPS) 10minutes complete including rectifier, control, charger, wave form, earthing and all necessary accessories & all ancillary works required for complete operative system according to the specifications & as shown on drawings. |  |  | 0
Supply | 1 | 327213 |  | 327213
Install, Connect and Test | 1 |  | 2843.64 | 2843.64
26 05 26 - LIGHTNING PROTECTION, GROUNDING AND BONDING FOR ELECTRICAL SYSTEMS
LIGHTNING PROTECTION SYSTEM
Supply, install, connect, and test complete protective lightning protection system complete with earthing pits, earthing electrodes, equalizer bars, earth continuity conductor, complete with all accessories, fixing brackets, test links, complete with all accessories, fixing brackets, test links suspensions, drilling and cutting for complete installation all in accordance with technical specifications and drawings
Supply | 1 | 507263.04 | 0 | 507263.04
Install, Connect and Test | 1
DIVISION 26 - ELECTRICAL
To Summary
SITE DIVISION 27 - COMMUNICATIONS
IP NETWORK EQUIPMENT
Supply, install, connect and test of main rack complete with passive components main patch panels as specified and indicated in the drawings with all necessary termination, conduits, raceways, patch cords, cables and all necessary accessories required to complete operative system.
Supply | 1 | 66935.16 |  | 66935.16
Install, Connect and Test | 1 |  | 5935.68 | 5935.68
Supply, install, connect and test of edge distribution rack complete with passive components (patch panels, power strips, ...etc) as specified and indicated in the drawings with all necessary termination, conduits, raceways, patch cords, cables and all necessary accessories required to complete operative system.
IT RACK MAIN GATE
Supply | 1 | 19166.76 |  | 19166.76
Install, Connect and Test | 1 |  | 2201.04 | 2201.04
IT RACK GATE1
Supply | 1 | 19166.76 |  | 19166.76
Install, Connect and Test | 1 |  | 2201.04 | 2201.04
IT RACK GATE2
Supply | 1 | 19166.76 |  | 19166.76
Install, Connect and Test | 1 |  | 2201.04 | 2201.04
Supply, install, connect and test 6-core MM fiber optic cables. The item shall include raceways, splicing, splicing closures, media converters, pig tails fiber SC connectors, fiber cable pulling and all necessary sleeves, accessories and ancillary works. The works shall be complete as per the project specifications and drawings.
Supply | 3500 | 180.36
Install, Connect and Test | 3500 |  | 0
PUBLIC ADDRESS SYSTEM
Supply, install, connect and test public address system rack including AM/FM Tuner, CD/DVD player, mixer amplifiers, power amplifiers, paging microphone and complete with all other accessories in compliance with the tender specifications & drawings. The rack shall be equipped with a preset evacuation message that shall be announced upon receival of a signal from the fire alarm system.
Supply | 1 | 112266 |  | 112266
Install, Connect and Test | 1 |  | 2552.04 | 2552.04
Supply, install, connect and test sound system outlet with wiring 2x2.5mm2 strand twisted pair PVC insulated copper including raceways, termination boxes and all necessary accessories required for complete operative system of general sound system and as shown on design drawing. Surface mounted conduits shall be galvanized steel.
Supply | 1 | 243977.4 |  | 243977.4
Install, Connect and Test | 1 |  | 0 | Included
Supply, install, connect and test the following components:
Recessed Ceiling Mounted Speakers (3/6/12W).
Supply | 2 | 1280.88 |  | 2561.76
Install, Connect and Test | 2 |  | 58.32 | 116.64
Wall Mounted Horn.
Supply | 19 | 4111.56 |  | 78119.64
Install, Connect and Test | 19 |  | 58.32 | 1108.08
Wall Mounted Volume Control.
Supply | 1 | 801.36 |  | 801.36
Install, Connect and Test | 1 |  | 58.32 | 58.32
DIVISION 27 - COMMUNICATIONS
To Summary
SITE DIVISION 28 - ELECTRONIC SAFETY AND SECURITY
28 31 00 - ADDRESSABLE FIRE ALARM SYSTEM
Supply, install, connect and test of UL listed fire alarm control panel - 4no. loops complete including conduits, conduit fittings, boxes, wiring up to fire alarm detectors, fixing and all necessary accessories and ancillary works as specified and as shown on the drawings.
Supply | 1 | 93523.68 |  | 93523.68
Install, Connect and Test | 1 |  | 3157.92 | 3157.92
Supply, install, connect and test of the following fire alarm system components:
Addressable Break Glass Manual Station.
Supply | 44 | 578.88 |  | 25470.72
Install, Connect and Test | 44 |  | 57.24 | 2518.56
Addressable Indoor Fire Alarm Siren with Flasher.
Supply | 21 | 893.16 |  | 18756.36
Install, Connect and Test | 21 |  | 57.24 | 1202.04
Addressable Outdoor Siren.
Supply | 22 | 1355.4 |  | 29818.8
Install, Connect and Test | 22 |  | 57.24 | 1259.28
Addressable Multi Detector.
Supply | 31 | 595.08 |  | 18447.48
Install, Connect and Test | 31 |  | 57.24 | 1774.44
Addressable Smoke Detector.
Supply | 22 | 482.76 |  | 10620.72
Install, Connect and Test | 22 |  | 57.24 | 1259.28
Addressable Heat Detector.
Supply | 11 | 425.52 |  | 4680.72
Install, Connect and Test | 11 |  | 57.24 | 629.64
Addressable Beam Detector (Emitter ).
Supply | 42 | 6612.84 |  | 277739.28
Install, Connect and Test | 42 |  | 145.8 | 6123.6
Addressable Beam Detector ( Receiver).
Supply | 42 | 6612.84 |  | 277739.28
Install, Connect and Test | 42 |  | 145.8 | 6123.6
Addressable Control Module
Supply | 1 | 12648.96 |  | 12648.96
Install, Connect and Test | 1 |  | 2840.4 | 2840.4
Addressable Monitor Module
Supply | 1 | 5655.96 |  | 5655.96
Install, Connect and Test | 1 |  | 1136.16 | 1136.16
Supply, install, connect and test of fire alarm circuits serving the shown detectors and connecting between main and repeaters fire alarm stations complete with duct banks, raceways & raceways supports. The works may include excavation in different soils & backfilling complete with inspection manholes / handholes.
Supply | 1 | 275517.72 |  | 275517.72
Install, Connect and Test | 1 |  | 0 | Included
28 13 00 - ACCESS CONTROL SYSTEM
Supply, install, connect and test access control system complete including head end equipments. The item shall include conduits, conduit fittings, cabling, complete with all necessary accessories and ancillary works as shown on drawings and as specified in the technical specification in order to provide a complete system.
Supply | 1 | 109185.84 |  | 109185.84
Install, Connect and Test | 1 |  | 0 | Included
Supply, install, connect and test of the following access control system components in accordance to project specifications and design drawings.
Supply, install, connect and test one door access control interface module connect to main panel & all ancillary works required for complete operative system according to the specifications & as shown on drawings.
Supply | 13 | 16823.16 |  | 218701.08
Install, Connect and Test | 13 |  | 333.72 | 4338.36
Supply, install, connect and test request to exit push buttons & all ancillary works required for complete operative system according to the specifications & as shown on drawings.
Supply | 13 | 706.32 |  | 9182.16
Install, Connect and Test | 13 |  | 57.24 | 744.12
Supply, install, connect and test electric door Contact & all ancillary works required for complete operative system according to the specifications & as shown on drawings.
Supply | 13 | 923.4 |  | 12004.2
Install, Connect and Test | 13 |  | 57.24 | 744.12
Supply, install, connect and test proximity card reader with pin code & all ancillary works required for complete operative system according to the specifications & as shown on drawings.
Supply | 10 | 5871.96 |  | 58719.6
Install, Connect and Test | 10 |  | 57.24 | 572.4
Supply, install, connect and test proximity card & all ancillary works required for complete operative system according to the specifications & as shown on drawings.
Supply | 26 | 71.28 |  | 1853.28
Install, Connect and Test | 26 |  | 57.24 | 1488.24
28 23 00 - CCTV SYSTEM
Supply, install, connect and test CCTV system complete including conduits, conduit fittings , cabling, complete with all necessary accessories and ancillary works as shown on drawings and as specified in the technical specification in order to provide a complete system The item shall be complete with the specified NVR, PC computer with LCD monitors & software to identify the system on the PC. The item shall be complete as per specification & design drawings.
Supply | 1 | 101957.4 |  | 101957.4
Install, Connect and Test | 1 |  | 5697 | 5697
Supplying, installing, connecting and testing the follwing items including cabling, fire retardant PVC conduits, conduit fittings back to related switches and all necessary accessories and ancillary materials and works required for complete installation as specified and as indicated on the drawings.
Indoor IP CCTV Surveillance Camera
Supply | 20 | 3824.28 |  | 76485.6
Install, Connect and Test | 20 | 5167.8 |  | 103356
Outdoor IP CCTV Surveillance Camera
Supply | 33 | 4635.36 |  | 152966.88
Install, Connect and Test | 33 | 7446.6 |  | 245737.8
DIVISION 28 - ELECTRONIC SAFETY AND SECURITY
To Summary
ADMIN. BUILDING
Admin Div-26
(26 51 00)-INTERIOR LIGHTING.
supply,Install, test & hand-over light fixtures including all lamps, all mounting devices and brackets in compliance with the tender specifications & drawings :-
LIGHTING FIXTURES
Light Fixture L1 RECESSED MOUNTED LUMINAIRE (1x42w) LED LAMP 220V,50HZ SIMILAR TO (PHILIPS RC120B W60L60 LED37S/- No) (Local Manufactures)
Supply | 91 | 1461.24 |  | 132972.84
Install, Connect and Test | 91 |  | 96.12 | 8746.92
Light Fixture L1E Same as (L1) with battery back up (Local Manufactures)
Supply | 10 | 2542.32 |  | 25423.2
Install, Connect and Test | 10 |  | 96.12 | 961.2
Light Fixture L4 RECESSED MOUNTED LUMINAIRE (1x11w) LED LAMP 220V,50HZ SIMILAR TO (PHILIPS DN145B PSU D166 LED10S/840 NO) (Local Manufactures)
Supply | 48 | 541.08 |  | 25971.84
Install, Connect and Test | 48 |  | 74.52 | 3576.96
Light Fixture L4E Same as (L4) with battery back up (Local Manufactures)
Supply | 4 | 1726.92 |  | 6907.68
Install, Connect and Test | 4 |  | 74.52 | 298.08
Light Fixture L5E SURFACE MOUNTED LUMINAIRE (1x22w) LED LAMP 220V,50HZ SIMILAR TO (PHILIPS CL261 DS Oyster 22W 30-40-65K IP54 ANZ) ) with battery back up (Local Manufactures)
Supply | 35 | 2383.56 |  | 83424.6
Install, Connect and Test | 35 |  | 74.52 | 2608.2
Light Fixture L6 RECESSED MOUNTED LUMINAIRE (1x11.8w) LED LAMP 220V,50HZ SIMILAR TO (PHILIPS DN570B PSE-E C) (Local Manufactures)
Supply | 3 | 1569.24 |  | 4707.72
Install, Connect and Test | 3 |  | 74.52 | 223.56
Light Fixture L6E Same as (L6) with battery back up (Local Manufactures)
Supply | 3 | 2650.32 |  | 7950.96
Install, Connect and Test | 3 |  | 74.52 | 223.56
Light Fixture L9 SURFACE MOUNTED LUMINAIRE (1x58.5w) LED LAMP 220V,50HZ SIMILAR TO (PHILIPS WT470X LED80S/840 WB ACW TW1 L1600) (Local Manufactures)
Supply | 2 | 1356.48 |  | 2712.96
Install, Connect and Test | 2 |  | 96.12 | 192.24
WALL MOUNTED EXIT SIGN (Local Manufactures)
Supply | 6 | 1515.24 |  | 9091.44
Install, Connect and Test | 6 |  | 92.88 | 557.28
CEILING MOUNTED EXIT SIGN (Local Manufactures)
Supply | 3 | 1893.24 |  | 5679.72
Install, Connect and Test | 3 |  | 92.88 | 278.64
Light Fixture L8 (IP-65) SURFACE MOUNTED BULK HEAD LUMINAIRE (1x12w, 960LM) LED LAMP 220V,50HZ SIMILAR TO (PHILIPS WT045C LED12/NW PSU CFW L1065) (Local Manufactures)
Supply | 10 | 217.08 |  | 2170.8
Install, Connect and Test | 10 |  | 74.52 | 745.2
(26 27 26)-WIRING DEVICES
LIGHT SWITCHES :
Supply, Install, test & hand-over light switches complete including, conduits, conduit fittings, switches, terminations, earthing, wiring from switches to branch circuit in compliance with the tender specifications & drawings :-
One gang,One Way 10A modular Switch
Supply | 32 | 113.4 |  | 3628.8
Install, Connect and Test | 32 |  | 275.4 | 8812.8
One gang,One Way 10A modular Switch (water proof)
Supply | 16 | 153.36 |  | 2453.76
Install, Connect and Test | 16 |  | 280.8 | 4492.8
Two gang,One Way 10A modular Switch
Supply | 1 | 154.44 |  | 154.44
Install, Connect and Test | 1 |  | 281.88 | 281.88
One gang,Two Way 10A modular Switch
Supply | 8 | 125.28 |  | 1002.24
Install, Connect and Test | 8 |  | 278.64 | 2229.12
SOCKET OUTLETS :
Supply, install, connect and test socket outlets complete including plaster rings, wiring, earthing, terminations, socket plate, cover, plugs, all necessary accessories and ancillary work according to specification and schedules
16A wall single socket outlet IP=20
Supply | 52 | 133.92 |  | 6963.84
Install, Connect and Test | 52 |  | 48.6 | 2527.2
16A wall duplex socket outlet IP=20
Supply | 10 | 222.48 |  | 2224.8
Install, Connect and Test | 10 |  | 54 | 540
16A wall duplex socket outlet IP=20, fed from Emergency
Supply | 1 | 361.8 |  | 361.8
Install, Connect and Test | 1 |  | 54 | 54
16A wall duplex socket outlet IP=20, fed from UPS
Supply | 9 | 233.28 |  | 2099.52
Install, Connect and Test | 9 |  | 54 | 486
16A wall single socket outlet (water proof) IP=54
Supply | 8 | 162 |  | 1296
Install, Connect and Test | 8 |  | 54 | 432
16A duplex socket outlet IP=20 (BUILT-IN FURNITURE) .
Supply | 53 | 222.48 |  | 11791.44
Install, Connect and Test | 53 |  | 54 | 2862
16A Duplex socket outlet IP=20 fed from UPS (BUILT-IN FURNITURE) .
Supply | 59 | 233.28 |  | 13763.52
Install, Connect and Test | 59 |  | 54 | 3186
26 2816 - ENCLOSED SWITCHES & CIRCUIT BREAKERS
Supply, Install, test & hand-over switch fuses complete including plaster rings, wiring, earthing, terminations, socket plate, cover, plugs, all necessary accessories and ancillary work in compliance with the tender specifications & drawings :-
DISCONNECT SWITCH POWER OUTLET
20A disconnect switch with two pole ceiling mounted for AC Unit
Supply | 25 | 158.76 |  | 3969
Install, Connect and Test | 25 |  | 78.84 | 1971
32A disconnect switch with two pole for AC Unit |  | 0
Supply | 1 | 170.64 |  | 170.64
Install, Connect and Test | 1 |  | 95.04 | 95.04
20A disconnect switch with two pole for water heater
Supply | 9 | 147.96 |  | 1331.64
Install, Connect and Test | 9 |  | 78.84 | 709.56
20A disconnect switch with 2 poles for Ex. Fan ( WP)
Supply | 3 | 281.88 |  | 845.64
Install, Connect and Test | 3 |  | 115.56 | 346.68
32A disconnect switch with 4 poles for Elevator
Supply | 1 | 683.64 |  | 683.64
Install, Connect and Test | 1 |  | 95.04 | 95.04
26 05 19-LOW VOLTAGE ELECTRICAL POWER CONDUCTORS AND CABLES
Supply, Install, test & hand-over PVC insulated 450/750V stranded copper conductor wires & PVC/PVC stranded copper conductor cables from branch circuit panelboards to light & power outlets including raceways, termination, glands and all necessary accessories and ancillary works required for complete operative system in compliance with the tender specifications & drawings. Embedded or concealed surface mounted conduits should be heavy gauge PVC. Exposed mounted conduits should be EMT. Circuits in cable tray should be PVC/PVC multicore cables. :-
BRANCH CIRCUITS
3x3mm2 for Lighting outlet
Supply | 310 | 874.8 |  | 271188
Install, Connect and Test | 310 |  | 0 | Included
3x4mm2 for socket outlet
Supply | 266 | 390.96 |  | 103995.36
Install, Connect and Test | 266 |  |  | Included
3x4mm2 for acess control outlet
Supply | 3 | 576.72 |  | 1730.16
Install, Connect and Test | 3 |  |  | Included
3x4mm2 for ( IT rack outlet, sound rack, fire alarm panel )
Supply | 4 | 576.72 |  | 2306.88
Install, Connect and Test | 4 |  |  | Included
3x4mm2 power outlet for hand dryer outlet, water heater, EXF |  | 0
Supply | 15 | 1674 |  | 25110
Install, Connect and Test | 15 |  |  | Included
3x6mm2 for AC outlet
Supply | 27 | 1504.44 |  | 40619.88
Install, Connect and Test | 27 |  |  | Included
3x4mm2 for AC outlet
Supply | 27 | 1674 |  | 45198
Install, Connect and Test | 27 |  |  | Included
( 26 24 16)- (26 24 19) PANELBOARDS
Supply, Install, test & hand-over the following panel boards complete with circuit breakers, bus bars cabinets, conductors, relays, residual current devices, indicator lamps and all necessary accessories and ancillary works required in compliance with the tender specifications & drawings :-
BRANCH CIRCUIT DISTRIBUTION PANEL BOARDS
PP-AD-GR-01
Supply | 1 | 10474.92 |  | 10474.92
Install, Connect and Test | 1 |  | 1313.28 | 1313.28
PP-AD-F-01
Supply | 1 | 10429.56 |  | 10429.56
Install, Connect and Test | 1 |  | 1313.28 | 1313.28
EPP-AD-GR-01
Supply | 1 | 7347.24 |  | 7347.24
Install, Connect and Test | 1 |  | 1313.28 | 1313.28
UPP-AD-GR-01
Supply | 1 | 6384.96 |  | 6384.96
Install, Connect and Test | 1 |  | 1313.28 | 1313.28
UPP-AD-F-01
Supply | 1 | 7588.08 |  | 7588.08
Install, Connect and Test | 1 |  | 1313.28 | 1313.28
26 24 13 SUB FEEDER DISTRIBUTION PANEBOARDS
DB-AD-GR-01
Supply | 1 | 20863.44 |  | 20863.44
Install, Connect and Test | 1 |  | 1750.68 | 1750.68
EDB-AD-GR-01
Supply | 1 | 20023.2 |  | 20023.2
Install, Connect and Test | 1 |  | 1750.68 | 1750.68
UDB-AD-GR-01
Supply | 1 | 5233.68 |  | 5233.68
Install, Connect and Test | 1 |  | 1313.28 | 1313.28
(26 05 19) - (26 05 36)- (26 05 39) - (26 05 43)LOW VOLTAGE ELECTRICAL POWER CONDUCTORS AND CABLES
Supply, Install, test & hand-over CU/ XLPE/PVC stranded copper conductor cables including raceways, termination, glands, and all necessary accessories and ancillary works required for complete operative system in compliance with the tender specifications & drawings.
CABLE FEEDERS
CU/PVC/PVC cable [(4x6)mm2 + 6mm2)]] and all necessary accessories and ancillary works required as specified and as shown on drawings.
Supply | 30 | 65.88 |  | 1976.4
Install, Connect and Test | 30 |  | 98.28 | 2948.4
CU/PVC/PVC cable [(4x10)mm2 + 10mm2)]] and all necessary accessories and ancillary works required as specified and as shown on drawings.
Supply | 55 | 103.68 |  | 5702.4
Install, Connect and Test | 55 |  | 128.52 | 7068.6
CU/PVC/PVC cable [(3x35+16)mm2 + 16mm2)]] and all necessary accessories and ancillary works required as specified and as shown on drawings.
Supply | 65 | 291.6 |  | 18954
Install, Connect and Test | 65 |  | 138.24 | 8985.6
26 36 00-TRANSFER SWITCHES
Static transfer switch (40A, 1-ph) complete with all control, monitoring and protection equipment including control cabling and all necessary auxiliary components and ancillary works required for complete operation as specified and as indicated on the drawings
Supply | 1 | 127619.28 |  | 127619.28
Install, Connect and Test | 1 |  | 246.24 | 246.24
26 33 00 - BATTERY EQUIPMENT (UPS)
Uninterruptible online double conversion UPS 40 KVA, 3phase, 380V power supply "UPS-01", 10 minutes complete including rectifier, control, charger, wave form, earthing and all necessary accessories & all ancillary works required for complete operative system according to the specifications & as shown on drawings.
Supply | 1 | 381338.28 |  | 381338.28
Install, Connect and Test | 1 |  | 3249.72 | 3249.72
Uninterruptible online double conversion dual parallel redundant UPS (1+1) 2x5 KVA, 1phase, 220V power supply "UPS-SR-1 & UPS-SR-2", 10minutes complete including rectifier, control, charger, wave form, earthing and all necessary accessories & all ancillary works required for complete operative system according to the specifications & as shown on drawings.
Supply | 1 | 101280.24 |  | 101280.24
Install, Connect and Test | 1 |  | 1244.16 | 1244.16
DIVISION 26 - ELECTRICAL
To Summary
ADMIN DIVISION 27 - COMMUNICATIONS
LIGHT CURRENT SYSTEM
Supply, install, connect and test the following Telecom / FXta system complete including wiring devices, conduits, conduit fittings, UTP Cat 6 conduits between the outlets to the respective access switches,, earthing complete including plaster rings, wiring, earthing terminations, socket plate, cover, plugs, and all necessary accessories and ancillary works for a complete system.
RJ45 CAT.6 TELEPHONE OUTLET .
Supply | 10 | 335.88 |  | 3358.8
Install, Connect and Test | 10 |  | 2241 | 22410
RJ45 CAT.6 DATA OUTLET.
Supply | 14 | 335.88 |  | 4702.32
Install, Connect and Test | 14 |  | 2241 | 31374
RJ45 CAT.6 OUTLET FOR WIRELESS ACCESS POINT.
Supply | 8 | 335.88 |  | 2687.04
Install, Connect and Test | 8 |  | 2438.64 | 19509.12
RJ45 CAT.6 TELEPHONE OUTLET &DATA OUTLET (BUILT-IN FURNITURE) .
Supply | 56 | 335.88 |  | 18809.28
Install, Connect and Test | 56 |  | 2338.2 | 130939.2
HDMI OUTLET
Supply | 2 | 335.88 |  | 671.76
Install, Connect and Test | 2 |  | 2241 | 4482
RJ45 CAT.6 MATV OUTLET .
Supply | 2 | 335.88 |  | 671.76
Install, Connect and Test | 2 |  | 2241 | 4482
[27 13 00, 27 13 05, 27 15 05, 27 20 00, 27 30 00]IP NETWORK EQUIPMENT
Supply install, connect and test main rack complete with main patch panel as specified and indicated in the drawings with all necessary termination, conduits, raceways, patch cords, cables & accessories required to complete an aderquate operative system.
Supply | 1 | 29770.2 |  | 29770.2
Install, Connect and Test | 1 |  | 3298.32 | 3298.32
Supply install, connect and test of edge distribution rack complete with passive components( patch panels, power strips, ...etc) as specified and indicated in the drawings with all necessary termination, conduits, raceways, patch cords, cables and all necessary accessories required to complete operative system.
TC-RACK-GR
Supply | 1 | 39882.24 |  | 39882.24
Install, Connect and Test | 1 |  | 6861.24 | 6861.24
TC-RACK-FR
Supply | 1 | 39882.24 |  | 39882.24
Install, Connect and Test | 1 |  | 6861.24 | 6861.24
Supply, install, connect and test 6 core M.M fiber optic cable , The item shall include raceways, splicing , splicing closures ,media converter, pig tails fiber SC connectors ,fiber cable pulling & all necessary sleeves. The works shall be complete as per the project specifications
Supply | 100 | 640.44 |  | 64044
Install, Connect and Test | 100 |  | 0 | 0
PUBLIC ADDRESS SYSTEM
Supply, install, connect and test Public Address system rack including AM/FM Tuner , CD/DVD Player , mixer Amplifiers, Power Amplifiers ,Paging Microphone and complete with all other accessories in compliance with the tender specifications & drawings . The rack shall be equipped with a preset evacuation massege that shall be announced upon receival of a signal from the fire alarm .
Supply | 1 | 83871.72 |  | 83871.72
Install, Connect and Test | 1 |  | 2552.04 | 2552.04
Supply , install , connect and test sound system outlet with wiring 2*2.5mm2 strand twisted pair PVC insulated copper including race ways , termination boxes and all necessary accessories requied for complete operative system of general sound system and as shown on design drawing surface mounted conduits should be galvanized steel ,
Supply | 1 | 28068.12 |  | 28068.12
Install, Connect and Test | 1 |  | 0 | 0
Supply , install , connect and test Recessed ceiling mounted 3/6/12w sound speakers
Supply | 15 | 1280.88 |  | 19213.2
Install, Connect and Test | 15 |  | 58.32 | 874.8
Supply , install , connect and test wall mounted volume control
Supply | 2 | 801.36 |  | 1602.72
Install, Connect and Test | 2 |  | 58.32 | 116.64
DIVISION 27 - COMMUNICATIONS
To Summary
ADMIN DIVISION 28 - ELECTRONIC SAFETY AND SECURITY
(28 31 00)-ADDRESSABLE FIRE ALARM SYSTEM
Supply, install, connect and test of UL LISTED main fire alarm station 4 no loops complete including conduits, conduit fittings, boxes, wiring up to fire alarm detectors, fixing and all necessary accessories and ancillary works as specified and as shown on the drawings.
Supply | 1 | 33630.12 |  | 33630.12
Install, Connect and Test | 1 |  | 2843.64 | 2843.64
Supply, install, connect and test of addressable break glass manual station
Supply | 6 | 578.88 |  | 3473.28
Install, Connect and Test | 6 |  | 57.24 | 343.44
Supply, install, connect and test of addressable Indoor fire alarm siren with flasher
Supply | 6 | 893.16 |  | 5358.96
Install, Connect and Test | 6 |  | 57.24 | 343.44
Supply, install, connect and test of addressable Smoke Detector .
Supply | 34 | 482.76 |  | 16413.84
Install, Connect and Test | 34 |  | 57.24 | 1946.16
Supply, install, connect and test of addressable Heat Detector .
Supply | 2 | 425.52 |  | 851.04
Install, Connect and Test | 2 |  | 57.24 | 114.48
Supply, install, connect and test of addressable control modules.
Supply | 1 | 2108.16 |  | 2108.16
Install, Connect and Test | 1 |  | 474.12 | 474.12
Supply, install, connect and test of addressable monitor modules.
Supply | 1 | 1414.8 |  | 1414.8
Install, Connect and Test | 1 |  | 284.04 | 284.04
Supply, install, connect and test of fire alarm circuits serving the shown detectors and connecting between main and repeaters fire alarm stations complete with duct banks, raceways & raceways supports. The works may include excavation in different soils & backfilling complete with inspection manholes / handholes
Supply | 1 | 85492.8 |  | 85492.8
Install, Connect and Test | 1 |  | 0 | included
(28 13 00)-ACCESS CONTROL SYSTEM
Supply, install, connect and test access control system complete including head end equipments. The item shall include conduits, conduit fittings, cabling, complete with all necessary accessories and ancillary works as shown on drawings and as specified in the technical specification in order to provide a complete system.
Supply | 1 | 13102.56 |  | 13102.56
Install, Connect and Test | 1 |  | 0 | included
Supply, install, connect and test one door access control interface module connect to main panel & all ancillary works required for complete operative system according to the specifications & as shown on drawings.
Supply | 3 | 16823.16 |  | 50469.48
Install, Connect and Test | 3 |  | 333.72 | 1001.16
Supply, install, connect and test request to exit push buttons & all ancillary works required for complete operative system according to the specifications & as shown on drawings.
Supply | 3 | 706.32 |  | 2118.96
Install, Connect and Test | 3 |  | 57.24 | 171.72
Supply, install, connect and test electric door Contact & all ancillary works required for complete operative system according to the specifications & as shown on drawings.
Supply | 3 | 923.4 |  | 2770.2
Install, Connect and Test | 3 |  | 57.24 | 171.72
Supply, install, connect and test proximity card reader with pin code & all ancillary works required for complete operative system according to the specifications & as shown on drawings.
Supply | 3 | 5871.96 |  | 17615.88
Install, Connect and Test | 3 |  | 57.24 | 171.72
Supply, install, connect and test proximity card & all ancillary works required for complete operative system according to the specifications & as shown on drawings.
Supply | 6 | 71.28 |  | 427.68
Install, Connect and Test | 6 |  | 57.24 | 343.44
(8 23 00)-CCTV SYSTEM
Supply, install, connect and test CCTV system complete including conduits, conduit fittings , cabling, complete with all necessary accessories and ancillary works as shown on drawings and as specified in the technical specification in order to provide a complete system The item shall be complete with the specified NVR, PC computer with LCD monitors & software to identify the system on the PC. The item shall be complete as per specification & design drawings.
Supply | 1 | 101957.4 |  | 101957.4
Install, Connect and Test | 1 |  | 5068.44 | 5068.44
Supplying, installing, connecting and testing the follwing items including cabling, fire retarFXnt PVC conduits, conduit fittings back to related switches and all necessary accessories and ancillary materials and works required for complete installation as specified and as indicated on the drawings.
INDOOR IP- CCTV SURVEILLANCE CAMERA
Supply | 10 | 3824.28 |  | 38242.8
Install, Connect and Test | 10 |  | 2501.28 | 25012.8
DIVISION 28 - ELECTRONIC SAFETY AND SECURITY
To Summary
WAREHOUSE BUILDING
WareHouse Div-26
DIVISION 26 - ELECTRICAL
(26 51 00)-INTERIOR LIGHTING.
supply,Install, test & hand-over light fixtures including all lamps & all mounting devices and brackets in compliance with the tender specifications & drawings :-
LIGHTING FIXTURES
Light Fixture L4 (IP-44) RECESSED MOUNTED SLIM DOWNLIGHT LUMINAIRE (1x11w, 1100LM) LED LAMP 220V,50HZ SIMILAR TO (PHILIPS DN145B PSU D166 LED10S/840 NO) (Local Manufactures)
Supply | 14 | 541.08 |  | 7575.12
Install, Connect and Test | 14 |  | 74.52 | 1043.28
Light Fixture L4E Same as (L4) WITH 2 HOURS BACK UP BATTERY (Local Manufactures)
Supply | 4 | 1726.92 |  | 6907.68
Install, Connect and Test | 4 |  | 74.52 | 298.08
Light Fixture L5E (IP-54) SURFACE MOUNTED CIRCULAR LUMINAIRE (1x22w, 2100LM) LED LAMP 220V,50HZ SIMILAR TO (PHILIPS CL261 DS Oyster ) WITH 2 HOURS BACK UP BATTERY (Local Manufactures)
Supply | 20 | 2383.56 |  | 47671.2
Install, Connect and Test | 20 |  | 74.52 | 1490.4
Light Fixture L6 (IP-20) RECESSED MOUNTED DOWNLIGHT LUMINAIRE (1x9.2w, 1300LM) LED LAMP 220V,50HZ SIMILAR TO (PHILIPS DN570B LED12S/840 PSU-E C WH) (Local Manufactures)
Supply | 9 | 1569.24 |  | 14123.16
Install, Connect and Test | 9 |  | 74.52 | 670.68
Light Fixture L6E Same as (L6) WITH 2 HOURS BACK UP BATTERY (Local Manufactures)
Supply | 3 | 2650.32 |  | 7950.96
Install, Connect and Test | 3 |  | 74.52 | 223.56
Light Fixture L7 (IP-65) SURFACE MOUNTED EXPLOSION PROOF LUMINAIRE CERTIFIED FOR HAZARDOUS LOCATIONS CLASS 1, DIVISION 2, GROUPS A, B, C, AND D (1x54.1w, 6535LM) LED LAMP 220V,50HZ SIMILAR TO (HEM4-40HL-DFA-EU) (Local Manufactures)
Supply | 6 | 14180.4 |  | 85082.4
Install, Connect and Test | 6 |  | 123.12 | 738.72
Light Fixture L7E Same as (L7) WITH 2 HOURS BACK UP BATTERY (Local Manufactures)
Supply | 2 | 16770.24 |  | 33540.48
Install, Connect and Test | 2 |  | 123.12 | 246.24
Light Fixture L8 (IP-65) SURFACE MOUNTED BULK HEAD LUMINAIRE (1x12w, 960LM) LED LAMP 220V,50HZ SIMILAR TO (PHILIPS WT045C LED12/NW PSU CFW L1065) (Local Manufactures)
Supply | 10 | 217.08 |  | 2170.8
Install, Connect and Test | 10 |  | 74.52 | 745.2
Light Fixture L9 (IP-66) SURFACE MOUNTED LUMINAIRE (1x58w, 7992LM) LED LAMP 220V,50HZ SIMILAR TO (PHILIPS WT470X L1600 WB LED80S/840 NO) (Local Manufactures)
Supply | 83 | 3245.4 |  | 269368.2
Install, Connect and Test | 83 |  | 96.12 | 7977.96
Light Fixture L9E Same as (L9) WITH 2 HOURS BACK UP BATTERY (Local Manufactures)
Supply | 14 | 4381.56 |  | 61341.84
Install, Connect and Test | 14 |  | 96.12 | 1345.68
(26 27 26)-WIRING DEVICES
LIGHT SWITCHES :
Supply, Install, test & hand-over light switches complete including, conduits, conduit fittings, switches, terminations, earthing, wiring from switches to branch circuit in compliance with the tender specifications & drawings :-
One gang,One Way 10A modular Switch
Supply | 11 | 113.4 |  | 1247.4
Install, Connect and Test | 11 |  | 266.76 | 2934.36
One gang,One Way 10A modular Switch (water proof)
Supply | 2 | 153.36 |  | 306.72
Install, Connect and Test | 2 |  | 271.08 | 542.16
One gang,One Way 10A modular Switch (EX.P : EXPLOSION PROOF TYPE)
Supply | 4 | 1830.6 |  | 7322.4
Install, Connect and Test | 4 |  | 271.08 | 1084.32
Two gang,One Way 10A modular Switch
Supply | 4 | 151.2 |  | 604.8
Install, Connect and Test | 4 |  | 272.16 | 1088.64
Two gang,One Way 10A modular Switch (water proof)
Supply | 1 | 132.84 |  | 132.84
Install, Connect and Test | 1 |  | 295.92 | 295.92
One gang,Two Way 10A modular Switch
Supply | 8 | 123.12 |  | 984.96
Install, Connect and Test | 8 |  | 268.92 | 2151.36
Two gang,Two Way 10A modular Switch
Supply | 4 | 176.04 |  | 704.16
Install, Connect and Test | 4 |  | 273.24 | 1092.96
PUSH-BUTTON 10A
Supply | 1 | 132.84 |  | 132.84
Install, Connect and Test | 1 |  | 290.52 | 290.52
SOCKET OUTLETS :
Supply, install, connect and test socket outlets complete including plaster rings, wiring, earthing, terminations, socket plate, cover, plugs, all necessary accessories and ancillary work according to specification and schedules
16A wall single socket outlet IP=20
Supply | 4 | 133.92 |  | 535.68
Install, Connect and Test | 4 |  | 48.6 | 194.4
16A wall single socket outlet (water proof) IP=54
Supply | 46 | 162 |  | 7452
Install, Connect and Test | 46 |  | 54 | 2484
SINGLE PHASE INDUSTRIAL POWER SOCKET 16A, 220V.
Supply | 6 | 173.88 |  | 1043.28
Install, Connect and Test | 6 |  | 82.08 | 492.48
THREE PHASE INDUSTRIAL POWER SOCKET 32A,380V.
Supply | 6 | 294.84 |  | 1769.04
Install, Connect and Test | 6 |  | 97.2 | 583.2
26 2816 - DISCONNECT SWITCH & CIRCUIT BREAKERS
Supply, Install, test & hand-over disconnect switch complete including plaster rings, wiring, earthing, terminations, socket plate, cover, plugs, all necessary accessories and ancillary work in compliance with the tender specifications & drawings :-
DISCONNECT SWITCH POWER OUTLET
20A disconnect switch with two pole for water heater ( WP)
Supply | 2 | 281.88 |  | 563.76
Install, Connect and Test | 2 |  | 115.56 | 231.12
20A disconnect switch with two pole for shutter door ( WP)
Supply | 1 | 281.88 |  | 281.88
Install, Connect and Test | 1 |  | 115.56 | 115.56
20A disconnect switch with two pole for Ex-fan ( WP)
Supply | 11 | 281.88 |  | 3100.68
Install, Connect and Test | 11 |  | 115.56 | 1271.16
20A disconnect switch with two pole for Ex-fan EXPLOSION PROOF TYPE
Supply | 2 | 3136.32 |  | 6272.64
Install, Connect and Test | 2 |  | 115.56 | 231.12
20A disconnect switch with four pole (WP)
Supply | 2 | 281.88 |  | 563.76
Install, Connect and Test | 2 |  | 115.56 | 231.12
26 05 19-LOW VOLTAGE ELECTRICAL POWER CONDUCTORS AND CABLES
Supply, Install, test & hand-over PVC insulated 450/750V stranded copper conductor wires & PVC/PVC stranded copper conductor cables from branch circuit panelboards to light & power outlets including raceways, termination, glands and all necessary accessories and ancillary works required for complete operative system in compliance with the tender specifications & drawings. Embedded or concealed surface mounted conduits should be heavy gauge PVC. Exposed mounted conduits should be rigid galvanized steel. Circuits in cable tray should be PVC/PVC multicore cables. :-
BRANCH CIRCUITS
3x2.5mm2 for Lighting outlet
Supply | 165 | 525.96 |  | 86783.4
Install, Connect and Test | 165 |  |  | 0
3x4mm2 for socket outlet
Supply | 50 | 731.16 |  | 36558
Install, Connect and Test | 50 |  |  | 0
3x4mm2 for ( IT rack outlet, fire alarm panel )
Supply | 2 | 638.28 |  | 1276.56
Install, Connect and Test | 2 |  |  | 0
3x4mm2 for hand dryer outlet, shutter door , water heater, EXF
Supply | 17 | 957.96 |  | 16285.32
Install, Connect and Test | 17 |  |  | 0
4x4mm2 for disconnect switch with four pole
Supply | 2 | 4278.96 |  | 8557.92
Install, Connect and Test | 2 |  |  | 0
4x6mm2 for 3PH industrial power socket outlet
Supply | 6 | 6693.84 |  | 40163.04
Install, Connect and Test | 6 |  |  | 0
( 26 24 16)- (26 24 19) PANELBOARDS
Supply, Install, test & hand-over the following panel boards complete with circuit breakers, bus bars cabinets, conductors, relays, residual current devices, indicator lamps and all necessary accessories and ancillary works required in compliance with the tender specifications & drawings :-
BRANCH CIRCUIT DISTRIBUTION PANEL BOARDS
EPP-WH-GR-01
Supply | 1 | 6145.2 |  | 6145.2
Install, Connect and Test | 1 |  | 1313.28 | 1313.28
PP-WH-GR-01
Supply | 1 | 6145.2 |  | 6145.2
Install, Connect and Test | 1 |  | 1313.28 | 1313.28
PP-WH-GR-02
Supply | 1 | 10333.44 |  | 10333.44
Install, Connect and Test | 1 |  | 1313.28 | 1313.28
26 24 13 SUB FEEDER Distribution PANELBOARDS
DP-WH-GR-01
Supply | 1 | 10455.48 |  | 10455.48
Install, Connect and Test | 1 |  | 1313.28 | 1313.28
(26 05 19) - (26 05 36)- (26 05 39) - (26 05 43)LOW VOLTAGE ELECTRICAL POWER CONDUCTORS AND CABLES
Supply, Install, test & hand-over CU/ XLPE/PVC stranded copper conductor cables including raceways, termination, glands and all necessary accessories and ancillary works required for complete operative system in compliance with the tender specifications & drawings.
CABLE FEEDERS
CU/XLPE/PVC cable [(4x16)mm2 + 16mm2)]] and all necessary accessories and ancillary works required as specified and as shown on drawings.
Supply | 30 | 156.6 |  | 4698
Install, Connect and Test | 30 |  | 246.24 | 7387.2
26 05 26 GROUNDING AND BONDING FOR ELECTRICAL SYSTEMS
EARTHING (GROUNDING) SYSTEM
Complete protective earthing (PE) system complete with earthing pits, earthing electrodes, equalizer bars, earth continuity conductor, and earthing conductor to switchboards, server & IT racks, diesel generator set and transformers complete with all accessories, fixing brackets, test links, complete with all accessories, fixing brackets, test links suspensions, drilling and cutting for complete installation all in accordance with technical specifications and drawings
Earthing impedance must be <= 0.5 ohm
Supply | 1 | 73839.6 |  | 73839.6
Install, Connect and Test | 1 |  | 0
DIVISION 26 - ELECTRICAL
To Summary
WareHouse Div-27
DIVISION 27 - COMMUNICATIONS
[27 13 00, 27 13 05, 27 15 05, 27 20 00, 27 30 00]IP NETWORK EQUIPMENT
Supply, install, connect and test 6 core M.M fiber optic cable , The item shall include raceways, splicing , splicing closures ,media converter, pig tails fiber SC connectors ,fiber cable pulling & all necessary sleeves. The works shall be complete as per the project specifications
Supply | 200 | 640.44 |  | 128088
Install, Connect and Test | 200 |  | 0 | included
DIVISION 27 - COMMUNICATIONS
To Summary
WareHouse Div-28
DIVISION 28 - ELECTRONIC SAFETY AND SECURITY
(28 31 00)-ADDRESSABLE FIRE ALARM SYSTEM
Supply, install, connect and test of UL LISTED Repeater fire alarm station 2 no loops complete including conduits, conduit fittings, boxes, wiring up to fire alarm detectors, fixing and all necessary accessories and ancillary works as specified and as shown on the drawings.
Supply | 1 | 21423.96 |  | 21423.96
Install, Connect and Test | 1 |  | 2843.64 | 2843.64
Supply, install, connect and test of addressable break glass manual station
Supply | 11 | 578.88 |  | 6367.68
Install, Connect and Test | 11 |  | 57.24 | 629.64
Supply, install, connect and test of addressable Indoor fire alarm siren with flasher
Supply | 11 | 893.16 |  | 9824.76
Install, Connect and Test | 11 |  | 57.24 | 629.64
Supply, install, connect and test of addressable Smoke Detector .
Supply | 37 | 482.76 |  | 17862.12
Install, Connect and Test | 37 |  | 57.24 | 2117.88
Supply, install, connect and test of addressable control modules.
Supply | 1 | 2108.16 |  | 2108.16
Install, Connect and Test | 1 |  | 474.12 | 474.12
Supply, install, connect and test of addressable monitor modules.
Supply | 1 | 1414.8 |  | 1414.8
Install, Connect and Test | 1 |  | 284.04 | 284.04
Supply, install, connect and test of fire alarm circuits serving the shown detectors and connecting between main and repeaters fire alarm stations complete with duct banks, raceways & raceways supports. The works may include excavation in different soils & backfilling complete with inspection manholes / handholes
Supply | 1 | 67261.32 |  | 67261.32
Install, Connect and Test | 1 |  | 0
(28 23 00)-CCTV SYSTEM
Supply, install, connect and test CCTV system complete including conduits, conduit fittings , cabling, complete with all necessary accessories and ancillary works as shown on drawings and as specified in the technical specification in order to provide a complete system The item shall be complete with the specified NVR, PC computer with LCD monitors & software to identify the system on the PC. The item shall be complete as per specification & design drawings.
Supply | 1 | 101957.4 |  | 101957.4
Install, Connect and Test | 1 |  | 5068.44 | 5068.44
Supplying, installing, connecting and testing the follwing items including cabling, fire retarFXnt PVC conduits, conduit fittings back to related switches and all necessary accessories and ancillary materials and works required for complete installation as specified and as indicated on the drawings.
INDOOR IP- CCTV SURVEILLANCE CAMERA
Supply | 13 | 3824.28 |  | 49715.64
Install, Connect and Test | 13 |  | 2984 | 38792
(28 13 00)-ACCESS CONTROL SYSTEM
Supply, install, connect and test access control system complete including head end equipments. The item shall include conduits, conduit fittings, cabling, complete with all necessary accessories and ancillary works as shown on drawings and as specified in the technical specification in order to provide a complete system.
Supply | 1 | 13102.56 |  | 13102.56
Install, Connect and Test | 1 |  | 0 | 0
Supply, install, connect and test one door access control interface module connect to main panel & all ancillary works required for complete operative system according to the specifications & as shown on drawings.
Supply | 3 | 16823.16 |  | 50469.48
Install, Connect and Test | 3 |  | 333.72 | 1001.16
Supply, install, connect and test request to exit push buttons & all ancillary works required for complete operative system according to the specifications & as shown on drawings.
Supply | 3 | 706.32 |  | 2118.96
Install, Connect and Test | 3 |  | 57.24 | 171.72
Supply, install, connect and test electric door Contact & all ancillary works required for complete operative system according to the specifications & as shown on drawings.
Supply | 3 | 923.4 |  | 2770.2
Install, Connect and Test | 3 |  | 57.24 | 171.72
Supply, install, connect and test proximity card reader with pin code & all ancillary works required for complete operative system according to the specifications & as shown on drawings.
Supply | 3 | 5871.96 |  | 17615.88
Install, Connect and Test | 3 |  | 57.24 | 171.72
Supply, install, connect and test proximity card & all ancillary works required for complete operative system according to the specifications & as shown on drawings.
Supply | 6 | 71.28 |  | 427.68
Install, Connect and Test | 6 |  | 57.24 | 343.44
DIVISION 28 - ELECTRONIC SAFETY AND SECURITY
To Summary Exclude Unit Rates
Dryer Area DIV-26
DIVISION 26 - ELECTRICAL
(26 51 00)-INTERIOR LIGHTING.
Supply, install, test & hand-over light fixtures including all lamps & all mounting devices and brackets in compliance with the tender specifications & drawings :-
LIGHTING FIXTURES
Light Fixture F1 - (IP-65) POLE MOUNTED INDUSTRIAL LUMINAIRE .(1x40w) LED LAMP 220V,50HZ
Supply | 107 | 2293 | 0 | 245351
Install, Connect and Test | 107 |  | 96.12 | 10284.84
26 05 19-LOW VOLTAGE ELECTRICAL POWER CONDUCTORS AND CABLES
Supply, Install, test & hand-over PVC insulated 450/750V stranded copper conductor wires & PVC/PVC stranded copper conductor cables from branch circuit panelboards to light & power outlets including raceways, termination, glands and all necessary accessories and ancillary works required for complete operative system in compliance with the tender specifications & drawings. Embedded or concealed surface mounted conduits should be heavy gauge PVC. Exposed mounted conduits should be rigid galvanized steel. Circuits in cable tray should be PVC/PVC multicore cables. :-
BRANCH CIRCUITS
3x3 mm2 for Lighting outlet
Supply | 107 | 2433.24 |  | 260356.68
Install, Connect and Test | 107 |  |  | included
DIVISION 26 - ELECTRICAL
To Summary
Chip Wash&Refining DIV-26
DIVISION 26 - ELECTRICAL
26 51 00--INTERIOR LIGHTING.
Supply, install, connect and test light fixtures including all lamps, mounting devices and brackets as shown on the drawings, specification and as scheduled. The item shall include all necessary wiring, conduits & termination of the luminaires to their respective outlets.
Light Fixture F1 - (IP-65) POLE MOUNTED Type INDUSTRIAL LUMINAIRE .(1x40w) LED LAMP 220V,50HZ
Supply | 2 | 2293.92 | 0 | 4587.84
Install, Connect and Test | 2 | 0 | 96.12 | 192.24
Light Fixture (F1)
Supply | No | 2293.92 | 0 | 350969.76
Install, Connect and Test | No | 0 | 96.12 | 14706.36
Light Fixture (F1E)
Supply | No | 3429 |  | 185166
Install, Connect and Test | No |  | 96.12 | 5190.48
26 05 19-LOW VOLTAGE ELECTRICAL POWER CONDUCTORS AND CABLES | 0
Supply, install, connect and test PVC insulated 450/750V stranded copper conductor wires from branch circuit panelboards to light & power outlets including raceways, termination, glands and all necessary accessories and ancillary works required for complete operative system.
Embeded or concealed surface mounted conduits should be rigid PVC. Exposed mounted conduits should be EMT.
- PVC conduits should be products of Beit El-Handasa or approved equal.
3x3 mm² Lighting outlet
Supply | No | 2433.24 |  | 503680.68
Install, Connect and Test | No |  |  | included
DIVISION 26 - ELECTRICAL
To Summary
Switch Room 1 DIV-26
DIVISION 26 - ELECTRICAL
26 51 00--INTERIOR LIGHTING.
Supply, install, connect and test light fixtures including all lamps, mounting devices and brackets as shown on the drawings, specification and as scheduled. The item shall include all necessary wiring, conduits & termination of the luminaires to their respective outlets.
Light Fixture (F1)
Supply | No | 2293.92 |  | 11469.6
Install, Connect and Test | No |  | 96.12 | 480.6
Light Fixture (F1E)
Supply | No | 3429 |  | 3429
Install, Connect and Test | No |  | 96.12 | 96.12
Light Fixture F7 - Bulk Head Luminaire (1x12W) Led Lamp 220V - 50Hz.
Supply | Nr | 595.08 |  | 1190.16
Install, Connect and Test | Nr |  | 74.52 | 149.04
LIGHTING SWITCHES
Supplying, installing, connecting and testing lighting switches including all necessary accessories, ancillary works and materials required for complete installation as specified and as indicated on the drawings for the following items:-
10A, Two Way - One Gang Lighting Switch
Supply | No | 151.2 |  | 302.4
Install, Connect and Test | No |  | 281.88 | 563.76
26 27 26-WIRING DEVICES
26 05 19-LOW VOLTAGE ELECTRICAL POWER CONDUCTORS AND CABLES
Supply, install, connect and test PVC insulated 450/750V stranded copper conductor wires from branch circuit panelboards to light & power outlets including raceways, termination, glands and all necessary accessories and ancillary works required for complete operative system.
Embeded or concealed surface mounted conduits should be rigid PVC. Exposed mounted conduits should be EMT.
- PVC conduits should be products of Beit El-Handasa or approved equal.
3x3mm² Lighting outlet
Supply | No | 2433.24 |  | 14599.44
Install, Connect and Test | No |  |  | included
3x4mm² Power outlet For Sockets
Supply | No | 2327.4 |  | 9309.6
Install, Connect and Test | No |  |  | included
(26 05 19) - (26 05 36)- (26 05 39) - (26 05 43) LOW VOLTAGE ELECTRICAL POWER CONDUCTORS AND CABLES
Supply, install, connect and test XLPE insulated, PVC sheathed 600/1000V stranded copper cables from main feeder distribution panelboard to branch circuit panels & starter panels including floor mounted cable bracket , raceways, termination, glands and all necessary accessories and ancillary works required for complete operative system.
Supply Install , connect and test CU/XLPE/PVC cable [(4x6+6)mm²)]] and all necessary accessories and ancillary works required as specified and as shown on drawings.
Supply | Mt | 65.88 |  | 1317.6
Install, Connect and Test | Mt |  | 77.76 | 1555.2
Supply Install , connect and test CU/XLPE/PVC cable [(4x25+16)mm²)]] and all necessary accessories and ancillary works required as specified and as shown on drawings.
Supply | Mt | 222.48 |  | 8899.2
Install, Connect and Test | Mt |  | 124.2 | 4968
26 05 26 GROUNDING AND BONDING FOR ELECTRICAL SYSTEMS
DIVISION 26 - ELECTRICAL
To Summary
DIVISION 28 - ELECTRONIC SAFETY AND SECURITY
283111 - ADDRESSABLE FIRE ALARM SYSTEM
Supply, install, connect and test of fire alarm control system complete including conduits, conduit fittings , cabling, complete with all necessary accessories and ancillary works as shown on drawings and as specified in the technical specification in order to provide a complete system up to the main fire alarm control panel (FACP)
283111 - ADDRESSABLE FIRE ALARM SYSTEM
Supply, install, connect and test of fire alarm control system complete including conduits, conduit fittings , cabling, complete with all necessary accessories and ancillary works as shown on drawings and as specified in the technical specification in order to provide a complete system up to the main fire alarm control panel (FACP)
Supply, install, connect and test of addressable fire alarm siren with strobe light.
Supply | No | 893.16 |  | 893.16
Install, Connect and Test | No |  | 57.24 | 57.24
Supply, install, connect and test of addressable break glass manual station.
Supply | No | 578.88 |  | 578.88
Install, Connect and Test | No |  | 57.24 | 57.24
Supply, install, connect and test of addressable smoke detector.
Supply | No. | 482.76 |  | 1448.28
Install, Connect and Test | No. |  | 57.24 | 171.72
DIVISION 28 - ELECTRONIC SAFETY AND SECURITY
To Summary
Switch Room 2 DIV 26
DIVISION 26 - ELECTRICAL
26 51 00--INTERIOR LIGHTING.
Supply, install, connect and test light fixtures including all lamps, mounting devices and brackets as shown on the drawings, specification and as scheduled. The item shall include all necessary wiring, conduits & termination of the luminaires to their respective outlets.
Light Fixture (F1)
Supply | No | 2293.92 |  | 18351.36
Install, Connect and Test |  |  | 96.12 | 768.96
Light Fixture (F1E)
Supply | No | 3429 |  | 13716
Install, Connect and Test | No |  | 96.12 | 384.48
Light Fixture F7 - Bulk Head Luminaire (1x12W) Led Lamp 220V - 50Hz.
Supply | Nr | 595.08 |  | 1190.16
Install, Connect and Test | Nr |  | 74.52 | 149.04
LIGHTING SWITCHES
Supplying, installing, connecting and testing lighting switches including all necessary accessories, ancillary works and materials required for complete installation as specified and as indicated on the drawings for the following items:-
10A, Two Way - One Gang Lighting Switch
Supply | No | 151.2 |  | 302.4
Install, Connect and Test | No |  | 281.88 | 563.76
26 27 26-WIRING DEVICES
26 05 19-LOW VOLTAGE ELECTRICAL POWER CONDUCTORS AND CABLES
Supply, install, connect and test PVC insulated 450/750V stranded copper conductor wires from branch circuit panelboards to light & power outlets including raceways, termination, glands and all necessary accessories and ancillary works required for complete operative system.
Embeded or concealed surface mounted conduits should be rigid PVC. Exposed mounted conduits should be galvanized steel.
- PVC conduits should be products of Beit El-Handasa or approved equal.
3x3mm² Lighting outlet
Supply | No | 2433.24 |  | 34065.36
Install, Connect and Test | No |  | 0 | included
3x4mm² Power outlet For Sockets
Supply | No | 2327.4 |  | 16291.8
Install, Connect and Test | No |  | 0 | included
(26 05 19) - (26 05 36)- (26 05 39) - (26 05 43) LOW VOLTAGE ELECTRICAL POWER CONDUCTORS AND CABLES
Supply, install, connect and test XLPE insulated, PVC sheathed 600/1000V stranded copper cables from main feeder distribution panelboard to branch circuit panels & starter panels including raceways, termination, glands and all necessary accessories and ancillary works required for complete operative system.
Supply Install , connect and test CU/XLPE/PVC cable [(4x6+6)mm²)]] and all necessary accessories and ancillary works required as specified and as shown on drawings.
Supply
Install, Connect and Test | Mt | 65.88 |  | 1317.6
| Mt |  | 77.76 | 1555.2
Supply Install , connect and test CU/XLPE/PVC cable [(4x35+16)mm²)]] and all necessary accessories and ancillary works required as specified and as shown on drawings.
Supply | Mt | 291.6 |  | 11664
Install, Connect and Test | Mt |  | 141.48 | 5659.2
DIVISION 26 - ELECTRICAL
To Summary
Switch Room 2 DIV 28
DIVISION 28 - ELECTRONIC SAFETY AND SECURITY
283111 - ADDRESSABLE FIRE ALARM SYSTEM
Supply, install, connect and test of fire alarm control system complete including conduits, conduit fittings , cabling, complete with all necessary accessories and ancillary works as shown on drawings and as specified in the technical specification in order to provide a complete system up to the main fire alarm control panel (FACP)
Supply, install, connect and test of addressable fire alarm siren with strobe light.
Supply | No | 893.16 |  | 893.16
Install, Connect and Test | No |  | 57.24 | 57.24
Supply, install, connect and test of addressable break glass manual station.
Supply | No | 578.88 |  | 578.88
Install, Connect and Test | No |  | 57.24 | 57.24
Supply, install, connect and test of addressable smoke detector.
Supply | No. | 482.76 |  | 1448.28
Install, Connect and Test | No. |  | 57.24 | 171.72
DIVISION 28 - ELECTRONIC SAFETY AND SECURITY
To Summary
To Summary
Energy Plant DIV-26
DIVISION 26 - ELECTRICAL
(26 51 00)-INTERIOR LIGHTING.
supply,Install, test & hand-over light fixtures including all lamps & all mounting devices and brackets in compliance with the tender specifications & drawings :-
LIGHTING FIXTURES
Light Fixture F1 - (IP-65) POLE MOUNTED Type INDUSTRIAL LUMINAIRE .(1x40w) LED LAMP 220V,50HZ
Supply | Nr | 2293.93 | 0 | 160575.1
Install, Connect and Test | Nr |  | 96.12 | 6728.4
26 05 19-LOW VOLTAGE ELECTRICAL POWER CONDUCTORS AND CABLES
Supply, Install, test & hand-over PVC insulated 450/750V stranded copper conductor wires & PVC/PVC stranded copper conductor cables from branch circuit panelboards to light & power outlets including raceways, termination, glands and all necessary accessories and ancillary works required for complete operative system in compliance with the tender specifications & drawings. Embedded or concealed surface mounted conduits should be heavy gauge PVC. Exposed mounted conduits should be rigid galvanized steel. Circuits in cable tray should be PVC/PVC multicore cables. :-
BRANCH CIRCUITS
3x3mm2 for Lighting outlet
Supply | Nr | 2433.24 |  | 170326.8
Install, Connect and Test | Nr |  |  | 0
DIVISION 26 - ELECTRICAL
To Summary
DIVISION - FIRE SUPPRESSION
DIVISION 26 - ELECTRICAL
Chipper Building Div 26
26 51 00--INTERIOR LIGHTING.
Install, connect and test light fixtures including all lamps, mounting devices and brackets as shown on the drawings, specification and as scheduled. The item shall include all necessary wiring, conduits & termination of the luminaires to their respective outlets.
Light Fixture F1 -
Supply | No | 2293.92 |  | 41290.56
Install, Connect and Test | No |  | 96.12 | 1730.16
Light Fixture (F1E)
Supply | No | 3429 |  | 17145
Install, Connect and Test | No |  | 96.12 | 480.6
Light Fixture F7 - Bulk Head Luminaire (1x12W) Led Lamp 220V - 50Hz.
Supply | Nr | 595.08 |  | 1190.16
Install, Connect and Test | Nr |  | 74.52 | 149.04
LIGHTING SWITCHES
Supplying, installing, connecting and testing lighting switches including all necessary accessories, ancillary works and materials required for complete installation as specified and as indicated on the drawings for the following items:-
10A, One Way - One Gang Lighting Switch
Supply | No | 113.4 |  | 113.4
Install, Connect and Test | No |  | 275.4 | 275.4
10A, Two Way - One Gang Lighting Switch
Supply | No | 125.28 |  | 501.12
Install, Connect and Test | No |  | 278.64 | 1114.56
10A, Two Way - One Gang Lighting Switch wp
Supply | No | 153.36 |  | 613.44
Install, Connect and Test | No |  | 271.08 | 1084.32
26 27 26-WIRING DEVICES
SOCKET OUTLETS
Supply, install, connect and test socket outlets complete including conduits, conduit fittings, wiring, earthing back to panel board or to branch circuit complete including plaster rings, wiring, earthing, terminations, socket plate, cover, plugs all necessary accessories and ancillary work according to specification and schedules.
16A Wall Single Socket outlet IP=20
Supply | No | 133.92 |  | 1473.12
Install, Connect and Test | No |  | 48.6 | 534.6
16A Wall Power socket outlet IP=20
Supply | No | 133.92 |  | 401.76
Install, Connect and Test | No |  | 48.6 | 145.8
DISCONNECT SWITCHES
Supplying, installing, connecting and testing disconnect switches including all necessary accessories, ancillary works and materials required for complete installation as specified and as indicated on the drawings for the following items:-
220v, 16A,2P Wall Disconnect Switch For Ex.F&FA.F
Supply | No | 158.76 |  | 793.8
Install, Connect and Test | No |  | 78.84 | 394.2
26 05 19-LOW VOLTAGE ELECTRICAL POWER CONDUCTORS AND CABLES
Supply, install, connect and test PVC insulated 450/750V stranded copper conductor wires from branch circuit panelboards to light & power outlets including raceways, termination, glands and all necessary accessories and ancillary works required for complete operative system.
Embeded or concealed surface mounted conduits should be rigid PVC. Exposed mounted conduits should be galvanized steel.
- PVC conduits should be products of Beit El-Handasa or approved equal.
3x3mm² Lighting outlet
Supply | No | 2433.24 |  | 60831
Install, Connect and Test | No |  | 0 | 0
3x4mm² Power outlet For Sockets
Supply | No | 2327.4 |  | 32583.6
Install, Connect and Test | No |  |  | 0
3x4mm² Power Outlet For Ex.F & FA.F & Rolling Shutter Door
Supply | No | 2557.44 |  | 12787.2
Install, Connect and Test | No |  |  | 0
DIVISION 26 - ELECTRICAL
To Summary
Chipper Building DIV28
DIVISION 28 - ELECTRONIC SAFETY AND SECURITY
283111 - ADDRESSABLE FIRE ALARM SYSTEM
Supply, install, connect and test of fire alarm control system complete including conduits, conduit fittings , cabling, complete with all necessary accessories and ancillary works as shown on drawings and as specified in the technical specification in order to provide a complete system up to the main fire alarm control panel (FACP)
Supply, install, connect and test of addressable fire alarm siren with strobe light.
Supply | No | 893.16 |  | 1786.32
Install, Connect and Test | No |  | 57.24 | 114.48
Supply, install, connect and test of addressable break glass manual station.
Supply | No | 578.88 |  | 1157.76
Install, Connect and Test | No |  | 57.24 | 114.48
Supply, install, connect and test of addressable smoke detector.
Supply | No. | 482.76 |  | 3379.32
Install, Connect and Test | No. |  | 57.24 | 400.68
DIVISION 28 - ELECTRONIC SAFETY AND SECURITY
To Summary
Press Exhaust DIV-26
DIVISION 26 - ELECTRICAL
(26 51 00)-INTERIOR LIGHTING.
supply,Install, test & hand-over light fixtures including all lamps & all mounting devices and brackets in compliance with the tender specifications & drawings :-
LIGHTING FIXTURES
Light Fixture F2 - PENDANT LUMINAIRE (1x40w) LED LAMP 220V,50HZ
Supply | 24 | 1136.16 |  | 27267.84
Install, Connect and Test | 24 |  | 96.12 | 2306.88
SOCKET OUTLETS :
Supply, install, connect and test socket outlets complete including plaster rings, wiring, earthing, terminations, socket plate, cover, plugs, all necessary accessories and ancillary work according to specification and schedules
SINGLE Power SOCKET 16A, 220V.
Supply | 6 | 173.88 |  | 1043.28
Install, Connect and Test | 6 |  | 82.08 | 492.48
26 2816 - DISCONNECT SWITCH & CIRCUIT BREAKERS
Supply, Install, test & hand-over disconnect switch complete including plaster rings, wiring, earthing, terminations, socket plate, cover, plugs, all necessary accessories and ancillary work in compliance with the tender specifications & drawings :-
DISCONNECT SWITCH POWER OUTLET
16A disconnect switch with one pole for EX.F
Supply | 3 | 281.88 |  | 845.64
Install, Connect and Test | 3 |  | 115.56 | 346.68
16A disconnect switch with one pole for FA.F
Supply | 3 | 281.88 |  | 845.64
Install, Connect and Test | 3 |  | 115.56 | 346.68
26 05 19-LOW VOLTAGE ELECTRICAL POWER CONDUCTORS AND CABLES
Supply, Install, test & hand-over PVC insulated 450/750V stranded copper conductor wires & PVC/PVC stranded copper conductor cables from branch circuit panelboards to light & power outlets including raceways, termination, glands and all necessary accessories and ancillary works required for complete operative system in compliance with the tender specifications & drawings. Embedded or concealed surface mounted conduits should be heavy gauge PVC. Exposed mounted conduits should be rigid galvanized steel. Circuits in cable tray should be PVC/PVC multicore cables. :-
BRANCH CIRCUITS
3x3mm2 for Lighting outlet
Supply | 24 | 2433.4 |  | 58401.6
Install, Connect and Test | 24 |  |  | Included
3x4mm2 for single power socket outlet
Supply | 6 | 2327.4 |  | 13964.4
Install, Connect and Test | 6 |  |  | Included
3x4mm2 for EX.F&FA.F outlet
Supply | 6 | 2327.4 |  | 13964.4
Install, Connect and Test | 6 |  |  | Included
DIVISION 26 - ELECTRICAL
To Summary
Forming Station DIV-26
(26 51 00)-INTERIOR LIGHTING.
supply,Install, test & hand-over light fixtures including all lamps & all mounting devices and brackets in compliance with the tender specifications & drawings :-
LIGHTING FIXTURES
Light Fixture F1 - (IP-65) POLE MOUNTED INDUSTRIAL LUMINAIRE .(1x40w) LED LAMP 220V,50HZ
Supply | Nr | 2293 | 0 | 304969
Install, Connect and Test | Nr | 0 | 96 | 12768
26 05 19-LOW VOLTAGE ELECTRICAL POWER CONDUCTORS AND CABLES
Supply, Install, test & hand-over PVC insulated 450/750V stranded copper conductor wires & PVC/PVC stranded copper conductor cables from branch circuit panelboards to light & power outlets including raceways, termination, glands and all necessary accessories and ancillary works required for complete operative system in compliance with the tender specifications & drawings. Embedded or concealed surface mounted conduits should be heavy gauge PVC. Exposed mounted conduits should be rigid galvanized steel. Circuits in cable tray should be PVC/PVC multicore cables. :-
BRANCH CIRCUITS
3x3mm2 for Lighting outlet
Supply | Nr | 2433.24 |  | 323620.92
Install, Connect and Test | Nr |  | Included
Glue Preparation DIV-26
DIVISION 26 - ELECTRICAL
DIVISION 26 - ELECTRICAL
(26 51 00)-INTERIOR LIGHTING.
Supply, install, test & hand-over light fixtures including all lamps & all mounting devices and brackets in compliance with the tender specifications & drawings :-
LIGHTING FIXTURES
Light Fixture F1 - (IP-65) Pole Mounted Industrial Luminaire (1x40W) LED Lamp 220V, 50Hz.
Supply | 16 | 2293.92 |  | 36702.72
Install, Connect and Test | 16 |  | 96.12 | 1537.92
Light Fixture F2 - Pendent Luminaire (1x40W) LED Lamp 220V, 50Hz.
Supply | 32 | 1136.16 |  | 36357.12
Install, Connect and Test | 32 |  | 96.12 | 3075.84
(26 27 26)-WIRING DEVICES
LIGHT SWITCHES :
Supply, install, test & hand-over light switches complete including, conduits, conduit fittings, switches, terminations, earthing, wiring from switches to branch circuit in compliance with the tender specifications & drawings :-
Two gang, one way 10A modular switch
Supply | 2 | 151.2 |  | 302.4
Install, Connect and Test | 2 |  | 281.88 | 563.76
SOCKET OUTLETS :
Supply, install, connect and test socket outlets complete including plaster rings, wiring, earthing, terminations, socket plate, cover, plugs, all necessary accessories and ancillary work according to specification and schedules
SINGLE POWER SOCKET 16A, 220V.
Supply | 2 | 162 |  | 324
Install, Connect and Test | 2 |  | 54 | 108
26 2816 - DISCONNECT SWITCH & CIRCUIT BREAKERS
Supply, Install, test & hand-over disconnect switch complete including plaster rings, wiring, earthing, terminations, socket plate, cover, plugs, all necessary accessories and ancillary work in compliance with the tender specifications & drawings :-
DISCONNECT SWITCH POWER OUTLET
16A disconnect switch with one pole for EX.F
Supply | 4 | 158.76 |  | 635.04
Install, Connect and Test | 4 |  | 78.84 | 315.36
16A disconnect switch with one pole for FA.F
Supply | 4 | 158.76 |  | 635.04
Install, Connect and Test | 4 |  | 78.84 | 315.36
26 05 19-LOW VOLTAGE ELECTRICAL POWER CONDUCTORS AND CABLES
Supply, Install, test & hand-over PVC insulated 450/750V stranded copper conductor wires & PVC/PVC stranded copper conductor cables from branch circuit panelboards to light & power outlets including raceways, termination, glands and all necessary accessories and ancillary works required for complete operative system in compliance with the tender specifications & drawings. Embedded or concealed surface mounted conduits should be heavy gauge PVC. Exposed mounted conduits should be rigid galvanized steel. Circuits in cable tray should be PVC/PVC multicore cables. :-
BRANCH CIRCUITS
3x3mm² for Lighting outlet
Supply | 36 | 2433.24 |  | 87596.64
Install, Connect and Test | 36 |  | 0 | 0
3x4mm2 for EX.F&FA.F outlet & Socket
Supply | 8 | 2327.4 |  | 18619.2
Install, Connect and Test | 8 |  |  | 0
DIVISION 26 - ELECTRICAL
To Summary
Screen&Conveyor DIV-26
DIVISION 26 - ELECTRICAL
(26 51 00)-INTERIOR LIGHTING.
supply,Install, test & hand-over light fixtures including all lamps & all mounting devices and brackets in compliance with the tender specifications & drawings :-
LIGHTING FIXTURES
Light Fixture F1 - (IP-65) Pole Mounted Type Industrial Luminaire (1x40W) LED Lamp 220V, 50Hz.
Supply | 8 | 2293.92 |  | 18351.36
Install, Connect and Test | 8 |  | 96.12 | 768.96
Light Fixture F2 - Pendent Luminaire (1x40W) LED Lamp 220V, 50Hz.
Supply | 8 | 1136.16 |  | 9089.28
Install, Connect and Test | 8 |  | 96.12 | 768.96
Light Fixture F3 - Surface Mounted Luminaire (1x40W) LED Lamp 220V, 50Hz.
Supply | 1 | 1180.44 |  | 1180.44
Install, Connect and Test | 1 |  | 96.12 | 96.12
26 05 19-LOW VOLTAGE ELECTRICAL POWER CONDUCTORS AND CABLES
Supply, Install, test & hand-over PVC insulated 450/750V stranded copper conductor wires & PVC/PVC stranded copper conductor cables from branch circuit panelboards to light & power outlets including raceways, termination, glands and all necessary accessories and ancillary works required for complete operative system in compliance with the tender specifications & drawings. Embedded or concealed surface mounted conduits should be heavy gauge PVC. Exposed mounted conduits should be rigid galvanized steel. Circuits in cable tray should be PVC/PVC multicore cables. :-
BRANCH CIRCUITS
3x3mm² for Lighting outlet
Supply | 17 | 2433.24 |  | 41365.08
Install, Connect and Test | 17 |  | 0 | 0
DIVISION 26 - ELECTRICAL
To Summary
Main tower DIV-26
DIVISION 26 - ELECTRICAL
26 51 00--INTERIOR LIGHTING.
Supply, install, connect and test light fixtures including all lamps, mounting devices and brackets as shown on the drawings, specification and as scheduled. The item shall include all necessary wiring, conduits & termination of the luminaires to their respective outlets.
Light Fixture (F1)
Supply | No | 2293.92 |  | 282152.16
Install, Connect and Test | No |  | 96.12 | 11822.76
Light Fixture (F1E)
Supply | No | 3429 |  | 140589
Install, Connect and Test | No |  | 96.12 | 3940.92
26 05 19-LOW VOLTAGE ELECTRICAL POWER CONDUCTORS AND CABLES
Supply, install, connect and test PVC insulated 450/750V stranded copper conductor wires from branch circuit panelboards to light & power outlets including raceways, termination, glands and all necessary accessories and ancillary works required for complete operative system.
Embeded or concealed surface mounted conduits should be rigid PVC. Exposed mounted conduits should be galvanized steel.
- PVC conduits should be products of Beit El-Handasa or approved equal.
3x3mm² Lighting outlet
Supply | No | 2433 |  | 401445
Install, Connect and Test | No |  |  | Included
3x4mm² Power outlet For Sockets
Supply | No | 2327 |  | 37232
Install, Connect and Test | No |  |  | Included
DIVISION 26 - ELECTRICAL
To Summary
Main Tower DIV -28
DIVISION 28 - ELECTRONIC SAFETY AND SECURITY
28 31 00-ADDRESS`ABLE FIRE ALARM SYSTEM
Supply, install, connect and test of fire alarm control system completeincluding conduits, conduit fittings , cabling, complete with all necessaryaccessories and ancillary works as shown on drawings and as specified in thetechnical specification in order to provide a complete system up to the mainfire alarm control panel (MFACP)
Supply, install, connect and test of UL LISTED Repeater Fire Alarm ControlPanel 2 no loops complete including conduits, conduit fittings, boxes, wiring up to fire alarm detectors, fixing and all necessary accessories and ancillaryworks as specified and as shown on the drawings.
Supply | No | 21423.96 |  | 21423.96
Install, Connect and Test | No |  | 2843.64 | 2843.64
Supply, install, connect and test of addressable fire alarm siren.
Supply | No | 893.16 |  | 14290.56
Install, Connect and Test | No |  | 57.24 | 915.84
Supply, install, connect and test of addressable break glass manual station.
Supply | No | 578.88 |  | 9262.08
Install, Connect and Test | No |  | 57.24 | 915.84
DIVISION 28 - ELECTRONIC SAFETY AND SECURITY
To Summary
DIVISION 26 - ELECTRICAL
26 51 00--INTERIOR LIGHTING.
Supply, install, connect and test light fixtures including all lamps, mounting devices and brackets as shown on the drawings, specification and as scheduled. The item shall include all necessary wiring, conduits & termination of the luminaires to their respective outlets.
Light Fixture (F1)
Supply | No | 2293.92 |  | 22939.2
Install, Connect and Test | No |  | 96.12 | 961.2
Light Fixture (F1E)
Supply | No | 3429 |  | 6858
Install, Connect and Test | No |  | 96.12 | 192.24
26 05 19-LOW VOLTAGE ELECTRICAL POWER CONDUCTORS AND CABLES
Supply, install, connect and test PVC insulated 450/750V stranded copper conductor wires from branch circuit panelboards to light & power outlets including raceways, termination, glands and all necessary accessories and ancillary works required for complete operative system.
Embeded or concealed surface mounted conduits should be rigid PVC. Exposed mounted conduits should be galvanized steel.
- PVC conduits should be products of Beit El-Handasa or approved equal.
3x3mm² Lighting outlet
Supply | No | 2433.24 |  | 29198.88
Install, Connect and Test | No |  |  | Included
3x4mm² Power outlet For Sockets
Supply | No | 2327.4 |  | 6982.2
Install, Connect and Test |  |  |  | Included
DIVISION 26 - ELECTRICAL
To Summary
DIVISION 28 - ELECTRONIC SAFETY AND SECURITY
28 31 00-ADDRESS`ABLE FIRE ALARM SYSTEM
Supply, install, connect and test of fire alarm control system completeincluding conduits, conduit fittings , cabling, complete with all necessaryaccessories and ancillary works as shown on drawings and as specified in thetechnical specification in order to provide a complete system up to the mainfire alarm control panel (MFACP)
Supply, install, connect and test of addressable fire alarm siren.
Supply | No | 893.16 |  | 2679.48
Install, Connect and Test | No |  | 57.24 | 171.72
Supply, install, connect and test of addressable break glass manual station.
Supply | No | 578.88 |  | 1736.64
Install, Connect and Test | No |  | 57.24 | 171.72
DIVISION 28 - ELECTRONIC SAFETY AND SECURITY
To Summary
Earthing DIV-26 Modified
DIVISION 26 - ELECTRICAL
EARTHING (GROUNDING) SYSTEM (ref no. 260526)
Furnishing, supplying, installing and testing a complete protective earthing (PE) system complete with earthing pits, earthing electrodes, equalizer bars, earth continuity conductor, and earthing conductor to switchboards, diesel generator set and transformers complete with all accessories, fixing brackets, test links, complete with all accessories, fixing brackets, test links suspensions, drilling and cutting for complete installation all in accordance with technical specifications and drawings
NB
Earthing impedance must be <= 2 ohm or in compliance with IEC 60364
Supply, install, connect and test inspection pit (300X300mm) including earthing rod | 80 | 3146.85 |  | 251748
Supply, install, connect and test thermal welding (T-JOINT) | 141 | 340.2 |  | 47968.2
Supply, install, connect and test Exothermic Welding Mould for Cable 120 mm2/120mm2 | 5 |  | Included | 0
Supply, install, connect and test Mould Handle | 5 |  | Included | 0
Supply, install, connect and test Flint Igniter | 1 |  | Included | 0
Supply, install, connect and test Disconnecting Earth Bar | 43 | 1048.95 |  | 45104.85
Supply, install, connect and test 120mm2 bare copper cable burried in ground at depth = - 1000 mm | 2558.6 | 418.1652 |  | 1069917.4807
Supply, install, connect and test 70mm2 bare copper cable burried in ground at depth = - 1000 mm | 1191.3 | 250.8948 |  | 298890.9752
Clamp | 197 | 567 |  | 111699
DIVISION 26 - ELECTRICAL
To Summary
Site DIV-26 Modified
DIVISION 26 - ELECTRICAL
26 51 00 - INTERIOR LIGHTING
Supply, install, test & hand-over light fixtures including all lamps & all mounting devices and brackets in compliance with the tender specifications & drawings.
LIGHTING FIXTURES
Light Fixture L13 - (IP-20) SURFACE MOUNTED LUMINAIRE (1x36w, 3600M) LED LAMP 220V,50HZ SIMILAR TO (PHILIPS RC091V LED 36S 840 W60L60 LAP ) (Local Manufactures)
Supply | 3 | 1327.7722 | 0 | 3983.3167
Install, commect and test | 3 | 0 | 220.59 | 661.77
Light Fixture L13E - SIMILAR TO L13 WITH 2 HOURS BACK (Local Manufactures)
Supply | 3 | 2655.5445 | 0 | 7966.6335
Install, commect and test | 3 | 0 | 220.59 | 661.77
Light Fixture L12E- (IP-20) SURFACE MOUNTED CIRCULAR LUMINAIRE (1x38w, 3800LM) LED LAMP 220V,50HZ SIMILAR TO (PHILIPS SM294C LED 40 /840 PSU WH GM ) (Local Manufactures) |  |  |  | 0
Supply | 3 | 3553.7434 | 0 | 10661.2301
Install, commect and test | 3 | 0 | 220.59 | 661.77
Light Fixture L9- (IP-66) WALL MOUNTED LUMINAIRE (1x58w, 7992LM) LED LAMP 220V,50HZ SIMILAR TO (PHILIPS WT470X L1600 WB LED80S/840 NO) OR APPROVED EQUAL (Local Manufactures)
Supply | 8 | 5467.2975 | 0 | 43738.38
Install, commect and test | 8 | 0 | 220.59 | 1764.72
Light Fixture L9E- SAME TO L9 TYPE BUT WITH 2 HOURS BACK UP BATTERY (Local Manufactures)
Supply | 4 | 7029.3825 | 0 | 28117.53
Install, commect and test | 4 | 0 | 220.59 | 882.36
26 28 16 - ENCLOSED SWITCHES & CIRCUIT BREAKERS
SWITCH FUSES
Supply, install, test & hand-over switch fuses complete including plaster rings, wiring, earthing, terminations, socket plate, cover, plugs, all necessary accessories and ancillary work in compliance with the tender specifications & drawings.
16A Switch Fuse with 2-Pole for Exhaust Fan , Fresh Fan (WP)
Supply | 55 | 503.8037 | 0 | 27709.201
Install, commect and test | 55 | 0 | 282.15 | 15518.25
32A Switch Fuse with 2-Pole for Exhaust Fan (WP)
Supply | 10 | 532.9365 | 0 | 5329.3654
Install, commect and test | 10 | 0 | 282.15 | 2821.5
20A Switch Fuse with 2-Pole for Water Heater Shutter Door & Exhaust Fan (wp)
Supply | 5 | 503.8037 | 0 | 2519.0183
Install, commect and test | 5 | 0 | 282.15 | 1410.75
32A Switch Fuse with 4-Pole for Exhaust Fan (WP)
Supply | 44 | 4466.7352 | 0 | 196536.3486
Install, commect and test | 44 | 0 | 282.15 | 12414.6
26 05 19 - LOW VOLTAGE ELECTRICAL POWER CONDUCTORS AND CABLES
Supply, install, test & hand-over PVC insulated 450/750V stranded copper conductor wires & PVC/PVC stranded copper conductor cables from branch circuit panelboards to light & power outlets including raceways, termination, glands and all necessary accessories and ancillary works required for complete operative system in compliance with the tender specifications & drawings. Embedded or concealed surface mounted conduits should be heavy gauge PVC. Exposed mounted conduits should be rigid galvanized steel. Circuits in cable tray should be PVC/PVC multicore cables.
BRANCH CIRCUITS
5x4mm2 CU/PVC for EX.F & FA.F
Supply | 44 | 4967.4303 | 0 | 218566.9332
Install, commect and test | 44 | 0 | 4582.5021 | 201630.0924
5x6mm2 CU/PVC for EX.F & FA.F |  |  |  | 0
Supply | 44 | 6968.4612 | 0
Install, commect and test | 44 | 0 | 4813.4675
26 24 16 - 26 24 19 - PANELBOARDS
Supply, install, test & hand-over the following panel boards complete with circuit breakers, bus bars cabinets, conductors, relays, residual current devices, indicator lamps and all necessary accessories and ancillary works required in compliance with the tender specifications & drawings.
BRANCH CIRCUIT DISTRIBUTION PANEL BOARDS
DB-EX-1 (IP/68)
Supply | 1 | 20983.4878 | 0 | 20983.4878
Install, commect and test | 1 | 0 | 2465.4677 | 2465.4677
DB-EX-2 (IP/68) |  |  |  | 0
Supply | 1 | 20983.4878 | 0 | 20983.4878
Install, commect and test | 1 | 0 | 2465.4677 | 2465.4677
DB-EX-3 (IP/68) |  |  |  | 0
Supply | 1 | 24235.7488 | 0 | 24235.7488
Install, commect and test | 1 | 0 | 2529.5517 | 2529.5517
DB-EX-4 (IP/68) |  |  |  | 0
Supply | 1 | 24235.7488 | 0 | 24235.7488
Install, commect and test | 1 | 0 | 2529.5517 | 2529.5517
DB-GATE3 |  |  |  | 0
Supply | 1 | 8232.1879 | 0 | 8232.1879
Install, commect and test | 1 | 0 | 2214.2106 | 2214.2106
DB-MVSWG |  | 0 | 0 | 0
Supply | 1 | 32831.9025 | 0 | 32831.9025
Install, commect and test | 1 | 0 | 3724.934 | 3724.934
MCC-F-4 |  |  |  | 0
Supply | 1 | 144096.0929 | 0 | 144096.0929
Install, commect and test | 1 | 0 | 11767.1273 | 11767.1273
MCC-F-5 |  |  |  | 0
Supply | 1 | 97104.1867 | 0 | 97104.1867
Install, commect and test | 1 | 0 | 9715.1273 | 9715.1273
DB-Pumps Room |  |  |  | 0
Supply | 1 | 10481.5904 | 0 | 10481.5904
Install, commect and test | 1 | 0 | 2258.5338 | 2258.5338
DB-SUB-01 |  |  |  | 0
Supply | 1 | 10108.252 | 0 | 10108.252
Install, commect and test | 1 | 0 | 2251.1774 | 2251.1774
DB-SUB-02 |  |  |  | 0
Supply | 1 | 12398.2686 | 0 | 12398.2686
Install, commect and test | 1 | 0 | 2296.3009 | 2296.3009
ESF-D Building Phase#02 |  |  |  | 0
Supply | 1 | 177665.2996 | 0 | 177665.2996
Install, commect and test | 1 | 0 | 17864.7941 | 17864.7941
Spare Parts |  |  |  | 0
Supply | 1 | 107224.6386 | 0 | 107224.6386
Install, commect and test | 1 | 0 | 0 | 0
26 24 13 - SUB FEEDER DISTRIBUTION PANEBOARDS
EMDB
Supply | 1 | 725076.665 | 0 | 725076.665
Install, commect and test | 1 | 0 | 47620.6306 | 47620.6306
EMDB-SS3 |  | 0 | 0 | 0
Supply | 1 | 488089.9332 | 0 | 488089.9332
Install, commect and test | 1 | 0 | 39255.6937 | 39255.6937
SFD-EMDB-SS3-UPS1 |  | 0 | 0 | 0
Supply | 1 | 73855.8405 | 0 | 73855.8405
Install, commect and test | 1 | 0 | 7691.922 | 7691.922
SFD-EMDB-SS3-UPS2 |  | 0 | 0 | 0
Supply | 1 | 67151.3101 | 0 | 67151.3101
Install, commect and test | 1 | 0 | 7543.3162 | 7543.3162
26 05 19 - 26 05 36- 26 05 39 - 26 05 43 - LOW VOLTAGE ELECTRICAL POWER CONDUCTORS AND CABLES
CABLE FEEDERS
Supply, install, test & hand-over CU/ XLPE/PVC stranded copper conductor cables including raceways, termination, glands and all necessary accessories and ancillary works required for complete operative system in compliance with the tender specifications & drawings.
CU/XLPE/STA/PVC cable [(4x25)mm2 + 16mm2]. and all necessary accessories and ancillary works required as specified and as shown on drawings. |  |  |  | 0
Supply | 730 | 405.0768 | 0 | 295706.0334
Install, Connect and Test | 730 | 0 | 270.1148 | 197183.7675
CU/XLPE/STA/PVC cable [(3x120+70)mm2 + 70mm2)]. and all necessary accessories and ancillary works required as specified and as shown on drawings. |  |  |  | 0
Supply | 325 | 1674.3989 | 0 | 544179.6462
Install, Connect and Test | 325 | 0 | 303.4781 | 98630.3732
CU/XLPE/STA/PVC cable [(3x185+95)mm2 +95mm2)]. |  |  |  | 0
Supply | 595 | 2496.8367 | 0 | 1485617.8151
Install, Connect and Test | 595 | 0 | 350.5916 | 208602.0169
262500 - ENCLOSED BUS ASSEMBLY
Supply, install, connect and test copper busway complete with all necessary accessories and ancillary works required as specified and as shown on drawings.
Busway 6300A complete with all necessary accessories and ancillary works required as specified and as shown on drawings.
Supply | 15 | 48383.5275 | 0 | 725752.9125
Install, Connect and Test | 15 | 0 | 0 | 0
262413 MAIN DISTRIBUTION BOARDS
Supply, install, connect and test of main distribution boards with all necessary accessories circuit breakers, contractors, relays, indicator lamps, cable terminals & all ancillary works required for complete operative system according to the specifications & as shown on drawings.
LT-SS1 (With Power Factor Correction Capacitors).
Supply | 1 | 1198866.8027 | 0 | 1198866.8027
Install, Connect and Test | 1 | 0 | 69418.6983 | 69418.6983
LT1-SS2 (With Power Factor Correction Capacitors).
Supply | 1 | 1409682.1161 | 0 | 1409682.1161
Install, Connect and Test | 1 | 0 | 75256.6588 | 75256.6588
LT2-SS2 (With Power Factor Correction Capacitors).
Supply | 1 | 901474.775 | 0 | 901474.775
Install, Connect and Test | 1 | 0 | 42030.2747 | 42030.2747
LT-SS3 (With Power Factor Correction Capacitors).
Supply | 1 | 2079998.16 | 0 | 2079998.16
Install, Connect and Test | 1 | 0 | 103067.384 | 103067.384
LT1-SS4 (With Power Factor Correction Capacitors).
Supply | 1 | 1624327.8774 | 0 | 1624327.8774
Install, Connect and Test | 1 | 0 | 77271.5792 | 77271.5792
LT2.1-SS4 (With Power Factor Correction Capacitors).
Supply | 1 | 1646348.7051 | 0 | 1646348.7051
Install, Connect and Test | 1 | 0 | 87980.0027 | 87980.0027
LT2.2-SS4 (With Power Factor Correction Capacitors).
Supply | 1 | 284970.7818 | 0 | 284970.7818
Install, Connect and Test | 1 | 0 | 17815.8744 | 17815.8744
[SECTION 263213]- EMERGENCY DIESEL GENERATOR SET
Install only , and connect 2000 KVA. (at 50°C ambient) 0.8 p.f., 400V diesel generator set all in accordance with detailed technical specifications complete with all necessary accessories and ancillary works.
Supply | 1 |  |  | 0
Install, Connect and Test | 1 | 0 | 81810 | 81810
26 36 00 - AUTOMATIC TRANSFER SWITCHES (ATS)
Supply, install, connect, and test automatic transfer switch (1250A) complete with all control, monitoring and protection equipment including control cabling and all necessary auxiliary components and ancillary works required for complete operation as specified and as indicated on the drawings and specification.
Supply | 1 | 331387.1164 | 0 | 331387.1164
Install, Connect and Test | 1 | 0 | 9652.5 | 9652.5
Supply, install, connect, and test automatic transfer switch (1000A) complete with all control, monitoring and protection equipment including control cabling and all necessary auxiliary components and ancillary works required for complete operation as specified and as indicated on the drawings and specification.
Supply | 1 | 310564.9139 | 0 | 310564.9139
Install, Connect and Test | 1 | 0 | 8213.4 | 8213.4
Supply, install, connect, and test automatic transfer switch (630A) complete with all control, monitoring and protection equipment including control cabling and all necessary auxiliary components and ancillary works required for complete operation as specified and as indicated on the drawings and specification.
Supply | 1 | 121848.0192 | 0 | 121848.0192
Install, Connect and Test | 1 | 0 | 6844.5 | 6844.5
Supply, install, connect, and test automatic transfer switch (400A) complete with all control, monitoring and protection equipment including control cabling and all necessary auxiliary components and ancillary works required for complete operation as specified and as indicated on the drawings and specification.
Supply | 1 | 106896.1477 | 0 | 106896.1477
Install, Connect and Test | 1 | 0 | 6844.5 | 6844.5
Supply, install, connect, and test automatic transfer switch (160A) complete with all control, monitoring and protection equipment including control cabling and all necessary auxiliary components and ancillary works required for complete operation as specified and as indicated on the drawings and specification. |  | 0 | 0
Supply | 1 | 90639.3417 | 0 | 90639.3417
Install, Connect and Test | 1 | 0 | 5133.375 | 5133.375
POWER TRANSFORMER
Supply, install, connect, and test power transformers in accordance with detailed technical specifications complete with all necessary accessories and ancillary works. Transformers must be in compliance with public distribution company regulations.
Dry Type Transformers (3150 kVA, 22/0.4 kV) at 50C Ambient Temperature.
Supply | 1 | 1030976.1 | 0 | 1030976.1
Install, Connect and Test | 1 | 0 | 25798.5 | 25798.5
Dry Type Transformers (2000 K.V.A, 22/0.4 kV) at 50C Ambient Temperature.
Supply | 1 | 835715.48 |  | 835715.48
Install, Connect and Test | 1 |  | 20066.74 | 20066.74
Dry Type Transformers (2000 kVA, 22/0.69 kV) at 50C Ambient Temperature.
Supply | 1 | 812284.2 | 0 | 812284.2
Install, Connect and Test | 1 | 0 | 15138.9 | 15138.9
DIVISION 26 - ELECTRICAL
To Summary
Site DIV-27 Modified
DIVISION 27 - COMMUNICATIONS
LIGHT CURRENT SYSTEM
Supply, install, connect and test the following Telecom / Data system outlets complete including wiring devices, conduits, conduit fittings,SFTP/Cat 6A cabling between the outlets to the respective access switches, earthing complete including plaster rings, wiring, earthing terminations, socket plate, cover, plugs, and all necessary accessories and ancillary works for a complete system.
Telecom Wall Mounted IP Outlet
Supply | 25 | 553.6937 | 0 | 13842.3431
Install, Connect and Test | 25 | 0 | 4693.6474 | 117341.1858
Telecom Wall Mounted IP Outlet - Weather Proof |  |  |  | 0
Supply | 10 | 884.9635 | 0 | 8849.6348
Install, Connect and Test | 10 | 0 | 4693.6474 | 46936.4743
Floor Box (FB1) - (2no. IP Outlets) |  |  |  | 0
Supply | 12 | 1107.3874 | 0 | 13288.6494
Install, Connect and Test | 12 | 0 | 5996.6418 | 71959.7014
Data Outlet |  |  |  | 0
Supply | 5 | 553.6937 | 0 | 2768.4686
Install, Connect and Test | 5 | 0 | 4693.6474 | 23468.2372
IP NETWORK EQUIPMENT
Supply, install, connect and test of edge distribution rack complete with passive components (patch panels, power strips, ...etc) as specified and indicated in the drawings with all necessary termination, conduits, raceways, patch cords, cables and all necessary accessories required to complete operative system.
IT RACK F-1
Supply | 1 | 32485.455 | 0 | 32485.455
Install, Connect and Test | 1 | 0 | 5862.8571 | 5862.8571
IT RACK F-2 |  |  |  | 0
Supply | 1 | 27988.497 | 0 | 27988.497
Install, Connect and Test | 1 | 0 | 3420 | 3420
IT RACK F-3 |  |  |  | 0
Supply | 1 | 23491.539 | 0 | 23491.539
Install, Connect and Test | 1 | 0 | 3420 | 3420
IT RACK F-4 |  |  |  | 0
Supply | 1 | 23491.539 | 0 | 23491.539
Install, Connect and Test | 1 | 0 | 3420 | 3420
IT RACK F-6 |  |  |  | 0
Supply | 1 | 23491.539 | 0 | 23491.539
Install, Connect and Test | 1 | 0 | 3420 | 3420
IT RACK-MV |  |  |  | 0
Supply | 1 | 11088.738 | 0 | 11088.738
Install, Connect and Test | 1 | 0 | 3089.1176 | 3089.1176
IT RACK-SUB-1 |  |  |  | 0
Supply | 1 | 11599.686 | 0 | 11599.686
Install, Connect and Test | 1 | 0 | 3291.6176 | 3291.6176
IT RACK-SUB-2 |  |  |  | 0
Supply | 1 | 11599.686 | 0 | 11599.686
Install, Connect and Test | 1 | 0 | 3291.6176 | 3291.6176
Supply, install, connect and test 6-core single mode fiber optic cables. The item shall include raceways, splicing, splicing closures, media converters, pig tails fiber SC connectors, fiber cable pulling and all necessary sleeves, accessories and ancillary works. The works shall be complete as per the project specifications and drawings.
Supply | 3500 | 148.7616 | 0 | 520665.57
Install, Connect and Test | 3500 |  |  | 0
Supply, install, connect and test Armoured Double Sheath Fiber Optic Cable. The item shall include raceways, splicing, splicing closures, media converters, pig tails fiber SC connectors, fiber cable pulling and all necessary sleeves, accessories and ancillary works. The works shall be complete as per the project specifications and drawings.
Supply | 500 | 168.5224 | 0 | 84261.1757
Install, Connect and Test | 500 |  |  | 0
DIVISION 27 - COMMUNICATIONS
To Summary
Special Cables DIV-26 New
Supply, install, test & hand-over Special cables including raceways, termination, glands and all necessary accessories and ancillary works required for complete operative system in compliance with the tender specifications & drawings.
starr, geeignet für aussen ( und innen) solid, for outdoor + indoor use able for wiring in ground UV resistance (NYY-J) U =600V /1kV wire color coded -10..+70grd
NYY‐J 3x1,5 RE 0,6/1kV
Supply | m | 27.9237 | 0 | 8377.1223
Install, Connect and Test | m | 0 | 12.939 | 3881.7
NYY‐J 4x1,5 RE 0,6/1kV
Supply | m | 33.7085 | 0 | 26966.8149
Install, Connect and Test | m | 0 | 12.939 | 10351.2
NYY‐J 4x2,5 RE 0,6/1kV
Supply | m | 48.9969 | 0 | 4899.686
Install, Connect and Test | m | 0 | 12.939 | 1293.9
NYY‐J 4x4 RE 0,6/1kV
Supply | m | 68.8304 | 0 | 24090.6344
Install, Connect and Test | m | 0 | 13.6096 | 4763.3559
NYY‐J 4x6 RE 0,6/1kV
Supply | m | 97.7405 | 0 | 29322.1499
Install, Connect and Test | m | 0 | 15.219 | 4565.7
NYY‐J 4x10 RE 0,6/1kV
Supply | m | 150.0927 | 0 | 45027.8217
Install, Connect and Test | m | 0 | 15.219 | 4565.7
NYY‐J 4x16 RE 0,6/1kV
Supply | m | 241.2719 | 0 | 24127.1856
Install, Connect and Test | m | 0 | 18.639 | 1863.9
NYY‐J 4x25 RM 0,6/1kV
Supply | m | 358.1244 | 0 | 71624.8735
Install, Connect and Test | m | 0 | 18.639 | 3727.8
NYY‐J 4x70 SM 0,6/1kV
Supply | m | 906.1081 | 0 | 226527.0264
Install, Connect and Test | m | 0 | 22.059 | 5514.75
NYY‐J 3x25 RM/16 RE 0,6/1kV
Supply | m | 342.8718 | 0 | 113147.7061
Install, Connect and Test | m | 0 | 22.059 | 7279.47
NYY‐J 3x35 SM/16 RE 0,6/1kV
Supply | m | 416.6581 | 0 | 149996.8998
Install, Connect and Test | m | 0 | 22.059 | 7941.24
NYY‐J 3x50 SM/25 RM 0,6/1kV
Supply | m | 594.6254 | 0 | 71355.044
Install, Connect and Test | m | 0 | 24.339 | 2920.68
NYY‐J 3x70 SM/35 SM 0,6/1kV
Supply | m | 777.383 | 0 | 404239.1735
Install, Connect and Test | m | 0 | 27.189 | 14138.28
NYY‐J 3x120 SM/70 SM 0,6/1kV
Supply | m | 1360.4198 | 0 | 925085.4387
Install, Connect and Test | m | 0 | 35.739 | 24302.52
NYY‐J 3x150 SM/70 SM 0,6/1kV
Supply | m | 1668.2581 | 0 | 233556.1328
Install, Connect and Test | m | 0 | 42.579 | 5961.06
NYY‐J 3x185 SM/95 SM 0,6/1kV
Supply | m | 2046.5357 | 0 | 1084663.9374
Install, Connect and Test | m | 0 | 42.579 | 22566.87
NYCY 3x2,5 RE/2,5 0,6/1kV
Supply | m | 65.2356 | 0 | 29421.2365
Install, Connect and Test | m | 0 | 12.939 | 5835.489
Flexibel , für innen flexible, indoor use not UV resistance (H05VV5-F oder YSLY-J) wire numbered U = 300V / 500V alternativ: Helu JZ-750 U=450/700V -40..+80grd G = with protective conductor gn-ge x = without protective conductor
ÖLFLEX CLASSIC 110 3G0,75
Supply | m | 13.7235 | 0 | 27446.9774
Install, Connect and Test | m | 0 | 11.799 | 23598
ÖLFLEX CLASSIC 110 3G1
Supply | m | 16.9602 | 0 | 20606.6547
Install, Connect and Test | m | 0 | 11.799 | 14335.785
ÖLFLEX CLASSIC 110 3G1,5
Supply | m | 21.3814 | 0 | 25764.6263
Install, Connect and Test | m | 0 | 11.799 | 14217.795
ÖLFLEX CLASSIC 110 4G0,75
Supply | m | 18.4615 | 0 | 2769.2246
Install, Connect and Test | m | 0 | 11.799 | 1769.85
ÖLFLEX CLASSIC 110 4G1,5
Supply | m | 26.9596 | 0 | 112448.5385
Install, Connect and Test | m | 0 | 12.939 | 53968.569
ÖLFLEX CLASSIC 110 4G2,5
Supply | m | 41.0772 | 0 | 125614.1502
Install, Connect and Test | m | 0 | 12.939 | 39567.462
ÖLFLEX CLASSIC 110 4G4
Supply | m | 62.5856 | 0 | 50694.3187
Install, Connect and Test | m | 0 | 13.6096 | 11023.7665
ÖLFLEX CLASSIC 110 4G6
Supply | m | 88.3884 | 0 | 51265.2965
Install, Connect and Test | m | 0 | 15.219 | 8827.02
ÖLFLEX CLASSIC 110 4G10
Supply | m | 143.4127 | 0 | 88915.8727
Install, Connect and Test | m | 0 | 15.219 | 9435.78
ÖLFLEX CLASSIC 110 4G16
Supply | m | 220.6808 | 0 | 97099.5526
Install, Connect and Test | m | 0 | 16.1961 | 7126.3029
ÖLFLEX CLASSIC 110 4G25
Supply | m | 350.494 | 0 | 35049.397
Install, Connect and Test | m | 0 | 22.059 | 2205.9
ÖLFLEX CLASSIC 110 4G35
Supply | m | 484.508 | 0 | 380338.7717
Install, Connect and Test | m | 0 | 22.059 | 17316.315
ÖLFLEX CLASSIC 110 5G0,75
Supply | m | 19.1254 | 0 | 34712.5453
Install, Connect and Test | m | 0 | 11.799 | 21415.185
ÖLFLEX CLASSIC 110 5G1
Supply | m | 24.9377 | 0 | 8728.1928
Install, Connect and Test | m | 0 | 12.939 | 4528.65
ÖLFLEX CLASSIC 110 5G1,5
Supply | m | 33.1851 | 0 | 18251.8237
Install, Connect and Test | m | 0 | 12.939 | 7116.45
ÖLFLEX CLASSIC 110 5G2,5
Supply | m | 51.3604 | 0 | 17205.7189
Install, Connect and Test | m | 0 | 12.939 | 4334.565
ÖLFLEX CLASSIC 110 5G4
Supply | m | 74.5353 | 0 | 28696.0815
Install, Connect and Test | m | 0 | 13.6096 | 5239.6915
ÖLFLEX CLASSIC 110 7G1
Supply | m | 35.7745 | 0 | 3398.5785
Install, Connect and Test | m | 0 | 12.939 | 1229.205
ÖLFLEX CLASSIC 110 7G1,5
Supply | m | 45.5535 | 0 | 10477.3142
Install, Connect and Test | m | 0 | 12.939 | 2975.97
ÖLFLEX CLASSIC 110 7G2,5
Supply | m | 67.7836 | 0 | 104386.7665
Install, Connect and Test | m | 0 | 12.939 | 19926.06
ÖLFLEX CLASSIC 110 7G4
Supply | m | 115.935 | 0 | 2898.3751
Install, Connect and Test | m | 0 | 13.6096 | 340.2397
ÖLFLEX CLASSIC 110 12G0,75
Supply | m | 49.8233 | 0 | 1494.6977
Install, Connect and Test | m | 0 | 12.939 | 388.17
ÖLFLEX CLASSIC 110 12G1
Supply | m | 57.674 | 0 | 3172.0715
Install, Connect and Test | m | 0 | 12.939 | 711.645
ÖLFLEX CLASSIC 110 12G1,5
Supply | m | 74.6152 | 0 | 9326.8952
Install, Connect and Test | m | 0 | 12.939 | 1617.375
ÖLFLEX CLASSIC 110 12G2,5
Supply | m | 115.6595 | 0 | 15035.7399
Install, Connect and Test | m | 0 | 13.6096 | 1769.2465
ÖLFLEX CLASSIC 110 18G1,5
Supply | m | 110.7012 | 0 | 16051.6677
Install, Connect and Test | m | 0 | 14.364 | 2082.78
ÖLFLEX CLASSIC 110 25G1,5
Supply | m | 141.2778 | 0 | 86179.482
Install, Connect and Test | m | 0 | 18.639 | 11369.79
Flexibel , für innen flexible, indoor use not UV resistance Adern farbig U = 600V / 1kV G = with protective conductor gn-ge x = without protective conductor
ÖLFLEX CLASSIC 100 450/750V 4G70
Supply | m | 1007.6172 | 0 | 45342.7732
Install, Connect and Test | m | 0 | 42.579 | 1916.055
Flexibel , für aussen ( und innen ) flexible, outdoor + indoor use UV resistance , no ground wiring wire numbered U = 600V / 1kV Lapp: -30..+70grd Helu: -40..+80grd G = with protective conductor gn-ge x = without protective conductor
ÖLFLEX CLASSIC 110 Black 0,6/1kV 3G0,75
Supply | m | 18.0758 | 0 | 59469.5311
Install, Connect and Test | m | 0 | 12.339 | 40595.31
ÖLFLEX CLASSIC 110 Black 0,6/1kV 3G1
Supply | m | 21.3126 | 0 | 9910.3433
Install, Connect and Test | m | 0 | 12.339 | 5737.635
ÖLFLEX CLASSIC 110 Black 0,6/1kV 3G1,5
Supply | m | 27.1717 | 0 | 108007.586
Install, Connect and Test | m | 0 | 12.339 | 49047.525
ÖLFLEX CLASSIC 110 Black 0,6/1kV 3G2,5 |  | 0 | 0
Supply | m | 41.5593 | 0 | 4987.1146
Install, Connect and Test | m | 0 | 12.339 | 1480.68
ÖLFLEX CLASSIC 110 Black 0,6/1kV 4G0,75
Supply | m | 22.8965 | 0 | 3434.474
Install, Connect and Test | m | 0 | 12.339 | 1850.85
ÖLFLEX CLASSIC 110 Black 0,6/1kV 4G1,5
Supply | m | 32.8821 | 0 | 206664.1359
Install, Connect and Test |  | 0 | 12.339 | 77550.615
ÖLFLEX CLASSIC 110 Black 0,6/1kV 4G2,5
Supply | m | 48.0327 | 0 | 336229.1128
Install, Connect and Test | m | 0 | 12.339 | 86373
ÖLFLEX CLASSIC 110 Black 0,6/1kV 4G4
Supply | m | 70.1802 | 0 | 52635.1241
Install, Connect and Test | m | 0 | 12.939 | 9704.25
ÖLFLEX CLASSIC 110 Black 0,6/1kV 4G6
Supply | m | 98.5807 | 0 | 31545.8143
Install, Connect and Test | m | 0 | 13.6096 | 4355.0682
ÖLFLEX CLASSIC 110 Black 0,6/1kV 4G10
Supply | m | 167.7225 | 0 | 8386.1269
Install, Connect and Test | m | 0 | 13.6096 | 680.4794
ÖLFLEX CLASSIC 110 Black 0,6/1kV 4G16
Supply | m | 248.434 | 0 | 186325.4713
Install, Connect and Test | m | 0 | 14.364 | 10773
ÖLFLEX CLASSIC 110 Black 0,6/1kV 5G0,75
Supply | m | 25.6511 | 0 | 58356.3653
Install, Connect and Test | m | 0 | 12.339 | 28071.225
ÖLFLEX CLASSIC 110 Black 0,6/1kV 5G1
Supply | m | 31.4497 | 0 | 12108.1348
Install, Connect and Test | m | 0 | 12.339 | 4750.515
ÖLFLEX CLASSIC 110 Black 0,6/1kV 5G1,5
Supply | m | 39.9065 | 0 | 32922.8583
Install, Connect and Test | m | 0 | 12.339 | 10179.675
ÖLFLEX CLASSIC 110 Black 0,6/1kV 5G2,5
Supply | m | 60.291 | 0 | 14469.828
Install, Connect and Test | m | 0 | 12.339 | 2961.36
ÖLFLEX CLASSIC 110 Black 0,6/1kV 5G4
Supply | m | 87.2866 | 0 | 8728.658
Install, Connect and Test | m | 0 | 13.6096 | 1360.9588
ÖLFLEX CLASSIC 110 Black 0,6/1kV 5G10
Supply | m | 213.7253 | 0 | 149607.7064
Install, Connect and Test | m | 0 | 13.6096 | 9526.7118
ÖLFLEX CLASSIC 110 Black 0,6/1kV 7G0,75
Supply | m | 34.6726 | 0 | 4160.7178
Install, Connect and Test | m | 0 | 12.339 | 1480.68
ÖLFLEX CLASSIC 110 Black 0,6/1kV 7G1
Supply | m | 40.7329 | 0 | 4602.8168
Install, Connect and Test | m | 0 | 12.339 | 1394.307
ÖLFLEX CLASSIC 110 Black 0,6/1kV 7G1,5
Supply | m | 51.2006 | 0 | 25600.2925
Install, Connect and Test | m | 0 | 12.339 | 6169.5
ÖLFLEX CLASSIC 110 Black 0,6/1kV 7G2,5
Supply | m | 77.9207 | 0 | 57661.3543
Install, Connect and Test | m | 0 | 12.939 | 9574.86
ÖLFLEX CLASSIC 110 Black 0,6/1kV 12G1
Supply | m | 63.5965 | 0 | 25438.6149
Install, Connect and Test | m | 0 | 12.939 | 5175.6
ÖLFLEX CLASSIC 110 Black 0,6/1kV 12G1,5
Supply | m | 87.0111 | 0 | 64388.2245
Install, Connect and Test | m | 0 | 12.939 | 9574.86
ÖLFLEX CLASSIC 110 Black 0,6/1kV 12G2,5
Supply | m | 133.5648 | 0 | 113530.082
Install, Connect and Test | m | 0 | 13.6096 | 11568.15
ÖLFLEX CLASSIC 110 Black 0,6/1kV 18G1,5
Supply | m | 123.648 | 0 | 81607.7066
Install, Connect and Test | m | 0 | 18.639 | 12301.74
ÖLFLEX CLASSIC 110 Black 0,6/1kV 25G1
Supply | m | 125.3559 | 0 | 18803.3891
Install, Connect and Test | m | 0 | 18.639 | 2795.85
ÖLFLEX CLASSIC 110 Black 0,6/1kV 25G1,5
Supply | m | 167.089 | 0 | 160405.4084
Install, Connect and Test | m | 0 | 18.639 | 17893.44
ÖLFLEX CLASSIC 110 Black 0,6/1kV 25G2,5
Supply | m | 268.8735 | 0 | 147880.4305
Install, Connect and Test | m | 0 | 18.639 | 10251.45
einfach geschirmt, flexibel, für innen flexible, single shield, indoor use nicht UV-beständig, transparent Adern nummeriert U = 300V / 500V -40..+80grd YSLYCY-J (Ölflex FD Classic 810 CY) Helu:U = 300V / 500V Lapp: U= 300V/500 V ab 1,5mm2: 450/750V G = with protective conductor gn-ge x = without protective conductor
ÖLFLEX CLASSIC 110 CY 3G1,5
Supply | m | 41.5868 | 0 | 5614.2227
Install, Connect and Test | m | 0 | 11.799 | 1592.865
ÖLFLEX CLASSIC 110 CY 4G2,5
Supply | m | 74.1744 | 0 | 6675.6975
Install, Connect and Test | m | 0 | 11.799 | 1061.91
ÖLFLEX CLASSIC 110 CY 4G4
Supply | m | 102.3545 | 0 | 18423.8188
Install, Connect and Test | m | 0 | 12.939 | 2329.02
ÖLFLEX CLASSIC 110 CY 4G6
Supply | m | 135.3553 | 0 | 4060.6599
Install, Connect and Test | m | 0 | 13.6096 | 408.2876
ÖLFLEX CLASSIC 110 CY 4G10
Supply | m | 220.061 | 0 | 11003.0502
Install, Connect and Test | m | 0 | 13.6096 | 680.4794
ÖLFLEX CLASSIC 110 CY 4G16
Supply | m | 2609.5186 | 0 | 156571.1143
Install, Connect and Test | m | 0 | 14.364 | 861.84
ÖLFLEX CLASSIC 110 CY BK 0,6/1kV 4G50
Supply | m | 903.2157 | 0 | 126450.2003
Install, Connect and Test | m | 0 | 24.339 | 3407.46
ÖLFLEX CLASSIC 110 CY BK 0,6/1kV 4G70
Supply | m | 1247.5477 | 0 | 224558.5912
Install, Connect and Test | m | 0 | 27.189 | 4894.02
ÖLFLEX CLASSIC 110 CY 7G1,5
Supply | m | 91.9695 | 0 | 1379.5424
Install, Connect and Test | m | 0 | 12.339 | 185.085
einfach geschirmt, flexibel, für innen flexible, single shield, indoor use nicht UV-beständig, transparent Adern nummeriert U = 300V / 500V -40..+80grd YSLYCY-J (Ölflex FD Classic 810 CY) Helu:U = 300V / 500V Lapp: U= 300V/500 V ab 1,5mm2: 450/750V G = with protective conductor gn-ge x = without protective conductor
ÖLFLEX SERVO 2YSLCYK‐JB 3X70+3G10 BK
Supply | m | 1064.3631 | 0 | 681192.383
Install, Connect and Test | m | 0 | 35.739 | 22872.96
ÖLFLEX SERVO 2YSLCYK‐JB 3X95+3G16 BK
Supply | m | 1441.2001 | 0 | 1196196.044
Install, Connect and Test | m | 0 | 42.579 | 35340.57
ÖLFLEX SERVO 2YSLCYK‐JB 3X150+3G25 BK
Supply | m | 2196.8022 | 0 | 702976.7108
Install, Connect and Test | m | 0 | 52.839 | 16908.48
ÖLFLEX SERVO 2YSLCYK‐JB 3X95+3G16 BK
Supply | m | 1470.3994 | 0 | 73519.9704
Install, Connect and Test | m | 0 | 42.579 | 2128.95
einfach geschirmt, flexibel, für innen flexible, single shield, indoor use color coded no ground wire -30..+80grd
UNITRONIC LiYCY 2x0,5
Supply | m | 18.1447 | 0 | 5007.9404
Install, Connect and Test | m | 0 | 11.799 | 3256.524
UNITRONIC LiYCY 2x0,75
Supply | m | 19.1245 | 0 | 4781.1175
Install, Connect and Test | m | 0 | 11.799 | 2949.75
UNITRONIC LiYCY 3x0,5
Supply | m | 20.073 | 0 | 60218.913
Install, Connect and Test | m | 0 | 11.799 | 35397
UNITRONIC LiYCY 4x0,5
Supply | m | 24.0672 | 0 | 6016.8056
Install, Connect and Test | m | 0 | 11.799 | 2949.75
UNITRONIC LiYCY 6x0,5
Supply | m | 34.8104 | 0 | 1392.4152
Install, Connect and Test | m | 0 | 11.799 | 471.96
UNITRONIC LiYCY 7x0,5
Supply | m | 32.8821 | 0 | 7398.4774
Install, Connect and Test | m | 0 | 12.339 | 2776.275
UNITRONIC LiYCY 8x0,5
Supply | m | 37.7028 | 0 | 3581.7632
Install, Connect and Test | m | 0 | 12.339 | 1172.205
UNITRONIC LiYCY 12x0,5
Supply | m | 49.5478 | 0 | 17837.2049
Install, Connect and Test | m | 0 | 12.339 | 4442.04
UNITRONIC LiYCY 18x0,5
Supply | m | 67.1776 | 0 | 23512.1566
Install, Connect and Test | m | 0 | 13.6096 | 4763.3559
UNITRONIC LiYCY 25x0,5
Supply | m | 71.4473 | 0 | 7144.7307
Install, Connect and Test | m | 0 | 14.364 | 1436.4
einfach geschirmt, twisted pair single shield, twisted pair farbcodiert
UNITRONIC LiYCY (TP) 2x2x0,5
Supply | m | 28.6124 | 0 | 5150.2329
Install, Connect and Test | m | 0 | 11.799 | 2123.82
UNITRONIC LiYCY (TP) 3x2x0,5
Supply | m | 44.5894 | 0 | 1337.6823
Install, Connect and Test | m | 0 | 11.799 | 353.97
UNITRONIC LiYCY (TP) 6x2x0,5
Supply | m | 64.4229 | 0 | 3221.1467
Install, Connect and Test | m | 0 | 12.339 | 616.95
Flexibel für Energiekette mit UL/cUL flexible for energy chain UL/cUL nummerierte Adern PUR- Mantel Kleine Biegeradien UL/cUL approbiert für Nordamerika G = with protective conductor gn-ge x = without protective conductor
ÖLFLEX FD 855 P 3G1,5
Supply | m | 62.2468 | 0 | 1867.4027
Install, Connect and Test | m | 0 | 11.799 | 353.97
ÖLFLEX FD 855 P 12G1,5
Supply | m | 183.0109 | 0 | 2745.1632
Install, Connect and Test | m | 0 | 15.219 | 228.285
Erdung grounding |  | 0 | 0
H07V‐K 1X16 GNYE |  | 0 | 0
Supply | m | 54.7816 | 0 | 183518.4868
Install, Connect and Test | m | 0 | 12.339 | 41335.65
H07V‐K 1X25 GNYE
Supply | m | 89.2148 | 0 | 4460.742
Install, Connect and Test | m | 0 | 12.939 | 646.95
H07V‐K 1X50 GNYE
Supply | m | 161.3868 | 0 | 112970.7802
Install, Connect and Test | m | 0 | 13.6096 | 9526.7118
H07V‐K 1X70 GNYE
Supply | m | 224.193 | 0 | 44838.5976
Install, Connect and Test | m | 0 | 15.219 | 3043.8
H07V‐K 1X95 GNYE
Supply | m | 309.7251 | 0 | 15486.253
Install, Connect and Test | m | 0 | 15.219 | 760.95
Spezialleitung special cables
ÖLFLEX CLASSIC 100 YELLOW 3G1,5
Supply | m | 26.8458 | 0 | 44295.599
Install, Connect and Test | m | 0 | 10.26 | 16929
ÖLFLEX CLASSIC 110 Orange 3G1,5
Supply | m | 28.0854 | 0 | 5055.3743
Install, Connect and Test | m | 0 | 10.26 | 1846.8
CABLE TRAYS FOR Equipement Cables
Supply, install, test and put into operation cable trays system, complete with all elbows, tees, reducers, suspension elements, supports, connectors, bonding jumpers, earthing connector, fasteners, covers, studs, fire stopping material, warning signs, bolts, nuts, washers, covers, accessories and all related ancillary works.
(200x100)mm |  |  |  | 0
Supply | m | 375.8416 | 0 | 169128.729
Install, Connect and Test | m | 0 | 90.8743 | 40893.4286
(300x100)mm
Supply | m | 485.302 | 0 | 363976.5375
Install, Connect and Test | m | 0 | 114.2591 | 85694.3182
(400x100)mm |  |  |  | 0
Supply | m | 592.0779 | 0 | 888116.805
Install, Connect and Test | m | 0 | 141.075 | 211612.5
(500x100)mm
Supply | m | 809.3563 | 0 | 307555.4016
Install, Connect and Test | m | 0 | 191.805 | 72885.9
(600x100)mm |  |  |  | 0
Supply | m | 930.5833 | 0 | 670020.012
Install, Connect and Test | m | 0 | 233.5371 | 168146.7429
Hot-Dip Galvanized Perforated Separator, for cable tray 100mm height, 1.5mm thickness, 3000mm length
Supply | m | 78.7495 | 0 | 598654.0791
Install, Connect and Test | m | 0 | 10.26 | 77996.52
DIVISION 29 - Special Equipement
To Summary
Admin DIV-26 Modified
DIVISION 26 - ELECTRICAL
(26 51 00)-INTERIOR LIGHTING.
supply,Install, test & hand-over light fixtures including all lamps, all mounting devices and brackets in compliance with the tender specifications & drawings :-
LIGHTING FIXTURES
Light Fixture L10 RECESSED MOUNTED LUMINAIRE (1x24w) LED LAMP 220V,50HZ SIMILAR TO (PHILIPS DN570B 1xLED24S/840 C) (Local Manufactures)
Supply | 3 | 3517.77 |  | 10553.31
Install, Connect and Test | 3 |  | 220.59 | 661.77
26 05 19-LOW VOLTAGE ELECTRICAL POWER CONDUCTORS AND CABLES
Supply, Install, test & hand-over PVC insulated 450/750V stranded copper conductor wires & PVC/PVC stranded copper conductor cables from branch circuit panelboards to light & power outlets including raceways, termination, glands and all necessary accessories and ancillary works required for complete operative system in compliance with the tender specifications & drawings. Embedded or concealed surface mounted conduits should be heavy gauge PVC. Exposed mounted conduits should be EMT. Circuits in cable tray should be PVC/PVC multicore cables. :-
BRANCH CIRCUITS
Empty Embedded Outlets (Empty PVC Conduits 20 mm2)
Supply | 10 | 508.8 |  | 5088
Install, Connect and Test | 10 |  | 205.2 | 2052
Empty Exposed Outlets (Empty EMT Conduits 3/4'')
Supply | 10 | 702.09 |  | 7020.9
Install, Connect and Test | 10 |  | 342 | 3420
DIVISION 26 - ELECTRICAL
To Summary
Warehouse DIV-26 Modified
DIVISION 26 - ELECTRICAL
26 24 13 SUB FEEDER DISTRIBUTION PANEBOARDS
DIVISION 26 - ELECTRICAL |  |  |  | 0
To Summary
Warehouse DIV-27 Modified
DIVISION 27 - COMMUNICATIONS
LIGHT CURRENT SYSTEM
Supply, install, connect and test the following Telecom / data system complete including wiring devices, conduits, conduit fittings, S/FTP Cat 6A conduits between the outlets to the respective access switches,, earthing complete including plaster rings, wiring, earthing terminations, socket plate, cover, plugs, and all necessary accessories and ancillary works for a complete system.
RJ45 CAT.6A TELEPHONE OUTLET .
Supply | 10 | 553.6937 | 0 | 5536.9372
Install, Connect and Test | 10 | 0 | 4691.741 | 46917.4105
RJ45 CAT.6A DATA OUTLET. |  | 0 | 0
Supply | 7 | 553.6937 | 0 | 3875.8561
Install, Connect and Test | 7 | 0 | 4691.741 | 32842.1873
[27 13 00, 27 13 05, 27 15 05, 27 20 00, 27 30 00]IP NETWORK EQUIPMENT |  | 0 | 0
Supply install, connect and test of edge distribution rack complete with passive components( patch panels, power strips, ...etc) as specified and indicated in the drawings with all necessary termination, conduits, raceways, patch cords, cables and all necessary accessories required to complete operative system. |  | 0 | 0
WH-RACK |  | 0 | 0
Supply | 1 | 27444.3737 | 0 | 27444.3737
Install, Connect and Test | 1 | 0 | 4779 | 4779
DIVISION 27 - COMMUNICATIONS
To Summary
Warehouse DIV-28 Modified
DIVISION 28 - ELECTRONIC SAFETY AND SECURITY
(28 23 00)-CCTV SYSTEM
Supplying, installing, connecting and testing the follwing items including cabling, fire retarFXnt PVC conduits, conduit fittings back to related switches and all necessary accessories and ancillary materials and works required for complete installation as specified and as indicated on the drawings.
INDOOR IP- CCTV SURVEILLANCE CAMERA
Supply | 13
Install, Connect and Test | 13 |  | 5757.18 | 74843.34
DIVISION 28 - ELECTRONIC SAFETY AND SECURITY
To Summary Exclude Unit Rates
Dryer Area DIV-26 NEW
DIVISION 26 - ELECTRICAL
26 24 13 SUB FEEDER DISTRIBUTION PANEBOARDS
DB-DR
Supply | 1 | 8846.48 |  | 8846.48
Install, Connect and Test | 1 |  | 2359.8 | 2359.8
DIVISION 26 - ELECTRICAL
To Summary
Chip Wash&Refining DIV-26 NEW
DIVISION 26 - ELECTRICAL
(26 51 00)-INTERIOR LIGHTING.
supply,Install, test & hand-over Poles including all lamps & all brackets in compliance with the tender specifications & drawings :-
Pole LIGHTING FIXTURES
Lighting pole with a height of 1,5 mt circular, consisting of a pipe with a diameter of 3.6 m and a thickness of 4 mm, hot galvanized, including the base (250x250x10) mm including strings 500X20M
Supply | 8 | 3321 | 0 | 26568
Install, Connect and Test | 8 | 0 | 339.29 | 2714.32
(26 24 16) - (26 24 19) PANELBOARDS
Supply, Install, Connect and Test the following panelboards complete with circuit breakers, bus bars cabinets, conductors relays, residual current devices, indicator lamps and all necessary accessories and ancillary works required in accordance with the specification, tender drawings & attached schedules.
DB-WASHING&REFINING
Supply | 1 | 9493.24 |  | 8790.0412
Install, Connect and Test | 1 |  | 2436.75 | 2256.25
DIVISION 26 - ELECTRICAL
To Summary
Switch Room 1 DIV-26 NEW
DIVISION 26 - ELECTRICAL
26 27 26-WIRING DEVICES
SOCKET OUTLETS
Supply, install, connect and test socket outlets complete including conduits, conduit fittings, wiring, earthing back to panel board or to branch circuit complete including plaster rings, wiring, earthing, terminations, socket plate, cover, plugs all necessary accessories and ancillary work according to specification and schedules.
16A Wall Single Socket outlet IP=54
Supply | No | 195.4807 | 0 | 586.4421
Install, Connect and Test | No | 0 | 76.095 | 228.285
16A Wall Power socket outlet IP=54
Supply | No | 195.4807 | 0 | 195.4807
Install, Connect and Test | No | 0 | 76.095 | 76.095
DISCONNECT SWITCHES
Supplying, installing, connecting and testing disconnect switches including all necessary accessories, ancillary works and materials required for complete installation as specified and as indicated on the drawings for the following items:-
3800v, 63A,3P Wall Disconnect Switch For AC Unit
Supply | No | 1470.7273 | 0 | 2941.4545
Install, Connect and Test | No | 0 | 487.35 | 974.7
(26 24 16) - (26 24 19) PANELBOARDS
Supply, Install, Connect and Test the following panelboards complete with circuit breakers, bus bars cabinets, conductors relays, residual current devices, indicator lamps and all necessary accessories and ancillary works required in accordance with the specification, tender drawings & attached schedules.
SFD-SUB-01
Supply | No | 24343.5942 | 0 | 24343.5942
Install, Connect and Test | No | 0 | 5611.1273 | 5611.1273
DIVISION 28 - ELECTRONIC SAFETY AND SECURITY
283111 - ADDRESSABLE FIRE ALARM SYSTEM
Supply, install, connect and test of fire alarm control system complete including conduits, conduit fittings , cabling, complete with all necessary accessories and ancillary works as shown on drawings and as specified in the technical specification in order to provide a complete system up to the main fire alarm control panel (FACP)
Supply, install, connect and test of addressable fire alarm siren with strobe light,(Weather Proof)
Supply | No. | 3712.6032 | 0 | 3712.6032
Install, Connect and Test | No. | 0 | 259.065 | 259.065
Supply, install, connect and test of addressable break glass manual station,(Weather Proof)
Supply | No. | 3483.9955 | 0 | 3483.9955
Install, Connect and Test | No. | 0 | 259.065 | 259.065
Supply, install, connect and test of addressable control modules.
Supply | No. | 346.0665 | 0 | 346.0665
Install, Connect and Test | No. | 0 | 259.065 | 259.065
Supply, install, connect and test of addressable monitor modules.
Supply | No. | 515.9921 | 0 | 515.9921
Install, Connect and Test | No. | 0 | 259.065 | 259.065
Supply, install, connect and test of fire alarm circuits serving the shown detectors complete with duct banks, raceways & raceways supports. The works may include excavation in different soils & backfilling complete with inspection manholes.
Supply | Ls | 21546.8162 | 0 | 21546.8162
Install, Connect and Test | Ls |  | 0 | 0
DIVISION 28 - ELECTRONIC SAFETY AND SECURITY
To Summary
Switch Room 2 DIV 21 NEW
DIVISION 21 - FIRE SUPPRESSION
FIRE FIGHTING FM200 SYSTEM
Supply, install, connect and test of FM200 fire protection system. The item shall include calculation of the clean agent required quantities together with no. of nozzles & layout in addition to the system execution. The item shall include all piping, detectors & interface with project central fire alarm system.
FM200 System with capacity of 492 kg. | 1 | 599693.3079 |  | 599693.3079
DIVISION 21 - FIRE SUPPRESSION
To Summary
Switch Room 2 DIV 22 NEW
DIVISION 22 - PLUMBING SYSTEMS
Contractor to include all catalogues of Plumbing system in which his prices is based upon during tendering for Engineer's evaluation.
The bill toilet sanitary fixtures & plumbing fixtures items values shall include the cold & hot water piping within the respective area up to the water supply mains.
The bill shown water supply piping items are related to water supply risers & mains piping.
The bill toilets sanitary & plumbing fixtures items values shall include the drainage water piping within the respective area up to the drainage risers or mains.
The bill shown drainage piping items are related to drainage risers & mains piping.
DRAINAGE PIPES
SANITARY FIXTURES
Supply, install & handover:- Sanitary fixtures including the supply of all necessary component parts, traps, flexible connections, control valves, waste connections, assemblies connecting to supply and waste system, setting, bedding, sealing and making good all as specified.
Supply, install, test, and hand over heavy duty cast iron trench drain ( 300 width x150 mm depth ) The unit shall be equipped with cast iron heavy duty grating and trench drain point including the drain trap.The trench drain shall be a product of ISO 9001 listed firm. The item includes pipe connection & all necessary accessories to maintain an adequate performance. the item shall be as following:
Trench drain | 15 | 1185.5 |  | 17782.5
DIVISION 22 - PLUMBING SYSTEMS
To Summary
Switch Room 2 DIV-26 NEW
DIVISION 26 - ELECTRICAL
26 27 26-WIRING DEVICES
SOCKET OUTLETS
Supply, install, connect and test socket outlets complete including conduits, conduit fittings, wiring, earthing back to panel board or to branch circuit complete including plaster rings, wiring, earthing, terminations, socket plate, cover, plugs all necessary accessories and ancillary work according to specification and schedules.
16A Wall Single Socket outlet IP=54
Supply | No | 195.4807 | 0 | 977.4035
Install, Connect and Test | No | 0 | 76.095 | 380.475
16A Wall Power socket outlet IP=54
Supply | No | 195.4807 | 0 | 390.9614
Install, Connect and Test | No | 0 | 76.095 | 152.19
DISCONNECT SWITCHES
Supplying, installing, connecting and testing disconnect switches including all necessary accessories, ancillary works and materials required for complete installation as specified and as indicated on the drawings for the following items:-
380v, 100A,3P Wall Disconnect Switch For AC Unit
Supply | No | 4080.6123 | 0 | 8161.2247
Install, Connect and Test | No | 0 | 487.35 | 974.7
(26 24 16) - (26 24 19) PANELBOARDS
Supply, Install, Connect and Test the following panelboards complete with circuit breakers, bus bars cabinets, conductors relays, residual current devices, indicator lamps and all necessary accessories and ancillary works required in accordance with the specification, tender drawings & attached schedules.
SFD-SUB-02
Supply | No | 23652.6602 | 0 | 23652.6602
Install, Connect and Test | No | 0 | 4104 | 4104
DIVISION 26 - ELECTRICAL
To Summary
Switch Room 2 DIV-28 NEW
DIVISION 28 - ELECTRONIC SAFETY AND SECURITY
283111 - ADDRESSABLE FIRE ALARM SYSTEM
Supply, install, connect and test of fire alarm control system complete including conduits, conduit fittings , cabling, complete with all necessary accessories and ancillary works as shown on drawings and as specified in the technical specification in order to provide a complete system up to the main fire alarm control panel (FACP)
Supply, install, connect and test of addressable fire alarm siren with strobe light,(Weather Proof)
Supply | No. | 3712.6032 | 0 | 3712.6032
Install, Connect and Test | No. | 0 | 259.065 | 259.065
Supply, install, connect and test of addressable break glass manual station,(Weather Proof)
Supply | No. | 3483.9955 | 0 | 3483.9955
Install, Connect and Test | No. | 0 | 259.065 | 259.065
Supply, install, connect and test of addressable control modules.
Supply | No. | 346.0665 | 0 | 346.0665
Install, Connect and Test | No. | 0 | 259.065 | 259.065
Supply, install, connect and test of addressable monitor modules.
Supply | No. | 515.9921 | 0 | 515.9921
Install, Connect and Test | No. | 0 | 259.065 | 259.065
Supply, install, connect and test of fire alarm circuits serving the shown detectors complete with duct banks, raceways & raceways supports. The works may include excavation in different soils & backfilling complete with inspection manholes.
Supply | Ls | 21546.8162 | 0 | 21546.8162
Install, Connect and Test | Ls |  | 0 | 0
DIVISION 28 - ELECTRONIC SAFETY AND SECURITY |  | 0
To Summary
Energy Plant DIV-26 NEW
DIVISION 26 - ELECTRICAL
(26 51 00)-INTERIOR LIGHTING.
supply,Install, test & hand-over Poles including all lamps & all brackets in compliance with the tender specifications & drawings :-
Pole LIGHTING FIXTURES
Lighting pole with a height of 1,8 mt , circular, consisting of a pipe with a diameter of 3.6 m and a thickness of 4 mm, hot galvanized, including the base (250x250x10) mm including strings 500X20M
Supply | 70 | 3390.19 |  | 237313.3
Install, Connect and Test | 70 |  | 362.09 | 25346.3
26 24 16 - 26 24 19 - PANELBOARDS
BRANCH CIRCUIT DISTRIBUTION PANEL BOARDS
Supply, install, test, and handover the following panel boards complete with circuit breakers, bus bars cabinets, conductors, relays, residual current devices, indicator lamps and all necessary accessories and ancillary works required in compliance with the tender specifications & drawings :-
DB-EP
Supply | Nr | 8199.72 |  | 8199.72
Install, Connect and Test | Nr |  | 2436.75 | 2436.75
DIVISION 26 - ELECTRICAL
To Summary
Chipper Building Div 26 NEW
DIVISION 26 - ELECTRICAL
( 26 24 16)- (26 24 19) PANELBOARDS
Supplying, installing, furnishing, connecting and testing the low voltage switchgear assemblies main distribution board complete with meters, relays, contactors,...etc and all components including seismic supports, all necessary accessories, ancillary works and materials required for complete installation as specified and as indicated on the drawings also including hooking up of all incomings and outgoing feeders for the following items:-
DB-CH
Supply | No | 8762.8736 |  | 8762.8736
Install, Connect and Test | No |  | 2436.75 | 2436.75
DIVISION 26 - ELECTRICAL
To Summary
Chipper Building DIV28 NEW
DIVISION 28 - ELECTRONIC SAFETY AND SECURITY
283111 - ADDRESSABLE FIRE ALARM SYSTEM
Supply, install, connect and test of fire alarm control system complete including conduits, conduit fittings , cabling, complete with all necessary accessories and ancillary works as shown on drawings and as specified in the technical specification in order to provide a complete system up to the main fire alarm control panel (FACP)
Supply, install, connect and test of addressable fire alarm siren light,(Weather Proof)
Supply | No. | 3712.6032 | 0 | 7425.2064
Install, Connect and Test | No. | 0 | 259.065 | 518.13
Supply, install, connect and test of addressable break glass manual station,(Weather Proof)
Supply | No. | 3483.9955 | 0 | 6967.991
Install, Connect and Test | No. | 0 | 259.065 | 518.13
Supply, install, connect and test of addressable control modules.
Supply | No. | 346.0665 | 0 | 346.0665
Install, Connect and Test | No. | 0 | 259.065 | 259.065
Supply, install, connect and test of addressable monitor modules. |  | 0 | 0
Supply | No. | 515.9921 | 0 | 515.9921
Install, Connect and Test | No. | 0 | 259.065 | 259.065
Supply, install, connect and test of fire alarm circuits serving the shown detectors complete with duct banks, raceways & raceways supports. The works may include excavation in different soils & backfilling complete with inspection manholes.
Supply | Ls | 49073.8118 | 0 | 49073.8118
Install, Connect and Test | Ls |  |  | 0
(8 23 00)-CCTV SYSTEM
Supplying, installing, connecting and testing the follwing items including cabling, fire retarFXnt PVC conduits, conduit fittings back to related switches and all necessary accessories and ancillary materials and works required for complete installation as specified and as indicated on the drawings.
INDOOR IP- CCTV SURVEILLANCE CAMERA
Supply | Nr | 5067.7987 | 0 | 5067.7987
Install, Connect and Test | Nr | 0 | 5596.8229 | 5596.8229
OUTDOOR IP- CCTV SURVEILLANCE CAMERA
Supply | Nr | 6404.805 | 0 | 19214.415
Install, Connect and Test | Nr | 0 | 7301.1269 | 21903.3808
DIVISION 27 - COMMUNICATIONS
LIGHT CURRENT SYSTEM
Supply, install, connect and test the following Telecom / FXta system complete including wiring devices, conduits, conduit fittings, S/FTP Cat 6A conduits between the outlets to the respective access switches,, earthing complete including plaster rings, wiring, earthing terminations, socket plate, cover, plugs, and all necessary accessories and ancillary works for a complete system.
Telecom wall mounted IP-outlet (Telephone)
Supply | Nr | 553.6937 | 0 | 1107.3874
Install, Connect and Test | Nr | 0 | 4693.6474 | 9387.2949
Telecom wall mounted IP-outlet weather proof
Supply | Nr | 884.9635 | 0 | 1769.927
Install, Connect and Test | Nr | 0 | 4693.6474 | 9387.2949
Data Outlets
Supply | Nr | 553.6937 | 0 | 3322.1623
Install, Connect and Test | Nr | 0 | 4693.6474 | 28161.8846
DIVISION 28 - ELECTRONIC SAFETY AND SECURITY
To Summary
Press Exhaust DIV-26 NEW
DIVISION 26 - ELECTRICAL
26 24 13 SUB FEEDER DISTRIBUTION PANEBOARDS
DB-PEB
Supply | 1 | 15079.08 |  | 15079.08
Install, Connect and Test | 1 |  | 4873.5 | 4873.5
DIVISION 26 - ELECTRICAL
To Summary
Forming Station DIV-21 NEW
DIVISION 22 - FIRE SUPPRESSION
Supply, install, test & hand-over the fire fighting UL/FM post indicating type gate valves
65mm diameter | 1 | 5031.675 |  | 5031.675
DIVISION 22 - FIRE SUPPRESSION
To Summary
Forming Station DIV-26 NEW
DIVISION 26 - ELECTRICAL
26 24 13 SUB FEEDER DISTRIBUTION PANEBOARDS
DB-FS
Supply | Nr | 8846.48 |  | 8846.48
Install, Connect and Test | Nr |  | 2436.75 | 2436.75
DIVISION 26 - ELECTRICAL
To Summary
Glue Preparation DIV-26 NEW
DIVISION 26 - ELECTRICAL
(26 51 00)-INTERIOR LIGHTING.
supply,Install, test & hand-over Poles including all lamps & all brackets in compliance with the tender specifications & drawings :-
Pole LIGHTING FIXTURES
Lighting pole with a height of 2.2 m, circular, consisting of a pipe with a diameter of 3.6 m and a thickness of 4 mm, hot galvanized, including the base (250x250x10) mm including strings 500X20M
Supply | 8 | 3597.75 | 0 | 28782
Install, Connect and Test | 8 |  | 390.59 | 3124.72
( 26 24 16)- (26 24 19) PANELBOARDS
Supply, install, test & hand-over the following panel boards complete with circuit breakers, bus bars cabinets, conductors, relays, residual current devices, indicator lamps and all necessary accessories and ancillary works required in compliance with the tender specifications & drawings :-
BRANCH CIRCUIT DISTRIBUTION PANEL BOARDS
DB-GP
Supply | 1 | 14318.74 |  | 14318.74
Install, Connect and Test | 1 |  | 4873.5 | 4873.5
DIVISION 26 - ELECTRICAL
To Summary
Screen&Conveyor DIV-26 NEW
DIVISION 26 - ELECTRICAL
(26 51 00)-INTERIOR LIGHTING.
supply,Install, test & hand-over Poles including all lamps & all brackets in compliance with the tender specifications & drawings :-
Pole LIGHTING FIXTURES
Lighting pole with a height of 2.2 m, circular, consisting of a pipe with a diameter of 3.6 m and a thickness of 4 mm, hot galvanized, including the base (250x250x10) mm including strings 500X20M
Supply | 8 | 3597.75 | 0 | 28782
Install, Connect and Test | 8 | 0 | 390.5854 | 3124.683
( 26 24 16)- (26 24 19) PANELBOARDS
Supply, install, test & hand-over the following panel boards complete with circuit breakers, bus bars cabinets, conductors, relays, residual current devices, indicator lamps and all necessary accessories and ancillary works required in compliance with the tender specifications & drawings :-
BRANCH CIRCUIT DISTRIBUTION PANEL BOARDS
DB-SC
Supply | 1 | 6141.1102 |  | 6141.1102
Install, Connect and Test | 1 |  | 2436.75 | 2436.75
Main tower DIV-26 NEW
DIVISION 26 - ELECTRICAL
(26 51 00)-INTERIOR LIGHTING.
supply,Install, test & hand-over Poles including all lamps & all brackets in compliance with the tender specifications & drawings :-
Pole LIGHTING FIXTURES
Lighting pole with a height of 1,5 mt circular, consisting of a pipe with a diameter of 3.6 m and a thickness of 4 mm, hot galvanized, including the base (250x250x10) mm including strings 500X20M
Supply | No | 3321 |  | 66420
Install, Connect and Test | No |  | 339.2854 | 6785.7075
SOCKET OUTLETS
Supply, Install, Connect and Test socket outlets complete including conduits,conduit fittings, wiring, earthing back to panel board or to branch circuitcomplete including plaster rings, wiring, earthing, terminations, socket plate,cover, plugs all necessary accessories and ancillary work according tospecification and schedules.
20A Wall Power Socket outlet IP=54
Supply | No | 195.4807 |  | 3127.6912
Install, Connect and Test | No |  | 76.095 | 1217.52
(26 24 16) - (26 24 19) PANELBOARDS
Supply, Install, Connect and Test the following panelboards complete with circuit breakers, bus bars cabinets, conductors relays, residual current devices, indicator lamps and all necessary accessories and ancillary works required in accordance with the specification, tender drawings & attached schedules.
DB-MAIN TOWER
Supply | No. | 13910.1745 |  | 13910.1745
Install, Connect and Test | No. |  | 4873.5 | 4873.5
DB-MAIN TOWER-P
Supply | No. | 13910.1745 |  | 13910.1745
Install, Connect and Test | No. |  | 4873.5 | 4873.5
DIVISION 26 - ELECTRICAL
DIVISION 28 - ELECTRONIC SAFETY AND SECURITY
28 31 00-ADDRESS`ABLE FIRE ALARM SYSTEM
Supply, install, connect and test of fire alarm control system completeincluding conduits, conduit fittings , cabling, complete with all necessaryaccessories and ancillary works as shown on drawings and as specified in thetechnical specification in order to provide a complete system up to the mainfire alarm control panel (MFACP)
Supply, install, connect and test of fire alarm circuits serving the shown detectors complete with duct banks, raceways & raceways supports. The works may include excavation in different soils & backfilling complete with inspection manholes.
Supply | Ls | 45828.827 |  | 45828.827
Install, Connect and Test | Ls |  |  | 0
DIVISION 28 - ELECTRONIC SAFETY AND SECURITY
DIVISION 26 - ELECTRICAL
(26 51 00)-INTERIOR LIGHTING.
supply,Install, test & hand-over Poles including all lamps & all brackets in compliance with the tender specifications & drawings :-
Pole LIGHTING FIXTURES
Lighting pole with a height of 1,5 mt circular, consisting of a pipe with a diameter of 3.6 m and a thickness of 4 mm, hot galvanized, including the base (250x250x10) mm including strings 500X20M
Supply | NO | 3321 | 0 | 6642
Install, Connect and Test | NO |  | 339.29 | 678.58
SOCKET OUTLETS
Supply, Install, Connect and Test socket outlets complete including conduits,conduit fittings, wiring, earthing back to panel board or to branch circuitcomplete including plaster rings, wiring, earthing, terminations, socket plate,cover, plugs all necessary accessories and ancillary work according tospecification and schedules.
20A Wall Power Socket outlet IP=54
Supply | No | 195.4807 |  | 586.4421
Install, Connect and Test | No |  | 122.04 | 366.12
DIVISION 26 - ELECTRICAL
DIVISION 28 - ELECTRONIC SAFETY AND SECURITY
28 31 00-ADDRESS`ABLE FIRE ALARM SYSTEM
Supply, install, connect and test of fire alarm control system completeincluding conduits, conduit fittings , cabling, complete with all necessaryaccessories and ancillary works as shown on drawings and as specified in thetechnical specification in order to provide a complete system up to the mainfire alarm control panel (MFACP)
Supply, install, connect and test of fire alarm circuits serving the shown detectors complete with duct banks, raceways & raceways supports. The works may include excavation in different soils & backfilling complete with inspection manholes. |  |  |  | 0
Supply | Ls | 12959.76 |  | 12959.76
Install, Connect and Test | Ls |  |  | 0
DIVISION 28 - ELECTRONIC SAFETY AND SECURITY
VO(34) CABLE &BASKET TRAY
Supply, install, test and put into operation cable trays & Ladders system, complete with covers, accessories and all related ancillary works
Cable Tray 10X10
Supply | Mt. | 749.0556 |  | 187263.9
Install | Mt. |  | 109.08 | 27270
Cable Tray 15X10
Supply | Mt. | 859.8636 |  | 5159.1816
Install | Mt. |  | 110.7432 | 664.4592
Cable Ladder 50X10
Supply | Mt. | 532.2672 |  | 426346.0272
Install | Mt. |  | 107.6868 | 86257.1268
VO.55 ( 22KV,1250A TRANSFORMER VACCUM CB(VCB)
Adding differential protection relay to 16 -cell ,22KV medium voltage SF6 or vecuum switch gear. The unit components and enclosure specification shall be compliance with the public distribution company requlation &the egyption code
Supply | Nr | 379608.1296 |  | 379608.1296
Install, Connect and Test | Nr |  |  | 0
22 KV,1250A Transformer Vacuum Circuit Breaker (VCB). The unit components & Enclosure specifications shall be in compliance with the public distribution company regulations & the Egyptian code.
Supply | Nr | 623837.4537 |  | 3743024.7222
Install, Connect and Test | Nr |  | 29872.8 | 179236.8
VO.31 (CU/XLPE/STA/PVC STRANDED COPPER CONDUCTOR CABLES
Supply, install, test & hand-over CU/ XLPE/STA/PVC stranded copper conductor cables including raceways, termination, glands and all necessary accessories and ancillary works required for complete operative system in compliance with the tender specifications & drawings.
CU/XLPE/STA/PVC cable [(4x6)mm2 + 6mm2]. and all necessary accessories and ancillary works required as specified and as shown on drawings. | mt
Supply | mt | 124.2216 |  | 195152.1336
Install | mt |  | 105.1488 | 165188.7648
VO.85( ADDITIONAL REQUIRMENTS (ENCLOSURE/SOUND LEVEL/IMPEDANCE VOLTAGE)
Change enclosure for transformer , sound level and impedance voltage
Dry Type Transformers (3150 kVA, 22/0.4 kV) at 50C Ambient Temperature.
Supply | Nr | 82112.6204 |  | 82112.6204
Install, Connect and Test | Nr
Dry Type Transformers (2000 K.V.A, 22/0.4 kV) at 50C Ambient Temperature.
Supply | Nr | 62206.5278 |  | 62206.5278
Install, Connect and Test | Nr
Dry Type Transformers (2000 kVA, 22/0.69 kV) at 50C Ambient Temperature.
Supply | Nr | 62206.5278 |  | 62206.5278
Install, Connect and Test | Nr
Dry Type Transformers (2500 kVA, 22/0.4 kV) at 50C Ambient Temperature.
Supply | Nr | 72159.5741 |  | 216478.7222
Install, Connect and Test | Nr
Dry Type transformers (7000 K.V.A, 22/11 KV ) at 50C Ambient Temperature.
Supply | Nr | 1190736.6019 |  | 1190736.6019
Install, Connect and Test | Nr
VO.77(ADDING BASCKET TRAY&EMT CONDUITS)
Supply, install, test and put into operation C-Channel , Basket Trays , complete with all related ancillary works
Basket Galv Tray 10x5
Supply | Mt. | 122.5044 |  | 30626.1
Install | Mt. |  | 68.1804 | 17045.1
Basket Galv Tray 5x5
Supply | Mt. | 101.7144 |  | 25428.6
Install | Mt. |  | 68.1804 | 17045.1
C-channel
Supply | No. | 185.328 |  | 111196.8
Install | No. |  | 47.9304 | 28758.24
EMT Conduits 1''
Supply | Mt. | 62.37 |  | 2619.54
Install | Mt. |  | 58.7304 | 2466.6768
EMT Conduits 3/4''
Supply | Mt. | 49.5504 |  | 7383.0096
Install | Mt. |  | 54.6804 | 8147.3796
VO (29) REACTORS&AMBIENT FOR MDBS
Supply, install and test & handover the following panel boards complete with circuit breakers,Reactors and all necessary accessories and ancillary works required in comliance with the tender specification &drawing.
EMDB
Supply | No. | 117211.25 |  | 117211.25
Install,connect and test | No. |  |  | 0
LT-SS1
Supply | No. | 603508.86 |  | 603508.86
Install,connect and test | No. |  | 88366.38 | 88366.38
LT.1-SS2
Supply | No. | 410683.25 |  | 410683.25
Install,connect and test | No. |  | 72472.84 | 72472.84
LT.2-SS2
Supply | No. | 583344.1 |  | 583344.1
Install,connect and test | No. |  | 88366.38 | 88366.38
LT-SS3
Supply | No. | 830713.6 |  | 830713.6
Install,connect and test | No. |  | 91603.5 | 91603.5
LT-1-SS4
Supply | No. | 528835.9 |  | 528835.9
Install,connect and test | No. |  | 75709.96 | 75709.96
LT-2.1-SS4
Supply | No. | 462703.14 |  | 462703.14
Install,connect and test | No. |  | 75709.96 | 75709.96
LT-2.2-SS4
Supply | No. | 227001.34 |  | 227001.34
Install,connect and test | No. |  |  | 0
VO.(74) LOW VOLTAGE CABLES IMPACT DUE TO ADDING NEW PANELS.
Supply , install , Test & hand-over stranded copper conductor cables including necessary accessories and ancillary works required.
CU/XLPE/PVC cable [(3x300+150mm2+150mm2)]. and all necessary accessories and ancillary works required as specified and as shown on drawings.
Supply | Mt. | 9281.3364 |  | 324846.774
Install | Mt. | 0 |  | 0
CU/XLPE/STA/PVC cable [(3x120+70)mm2 + 70mm2]. and all necessary accessories and ancillary works required as specified and as shown on drawings.
Supply | Mt. | 4159.7241 |  | 5270370.3986
Install | Mt. |  | 303.48 | 384509.16
CU/XLPE/PVC cable [(3x120+70)mm2 + 70mm2]. and all necessary accessories and ancillary works required as specified and as shown on drawings.
Supply | Mt. | 3192.1538 |  | 111725.3844
Install | Mt. |  | 191.16 | 6690.6
CU/XLPE/PVC cable [(3x185+95)mm2 + 95mm2]. and all necessary accessories and ancillary works required as specified and as shown on drawings.
Supply | Mt. | 4780.3511 |  | 286821.0648
Install | Mt. |  | 271.08 | 16264.8
CU/XLPE/STA/PVC cable [(3x185+95)mm2 + 95mm2]. and all necessary accessories and ancillary works required as specified and as shown on drawings.
Supply | Mt. | 5943.2875 |  | 2353541.8579
Install | Mt. |  | 350.59 | 138833.64
CU/XLPE/PVC cable [(3x240+120)mm2 + 120mm2]. and all necessary accessories and ancillary works required as specified and as shown on drawings.
Supply | Mt. | 6189.7684 |  | 7922903.5008
Install | Mt. |  | 319.68 | 409190.4
CU/XLPE/STA/PVC cable [(3x240+120)mm2 + 120mm2]. and all necessary accessories and ancillary works required as specified and as shown on drawings.
Supply | Mt. | 6276.8455 |  | 13576816.8598
Install | Mt. |  | 270 | 584010
CU/XLPE/PVC cable [(3x50+25)mm2 + 25mm2]. and all necessary accessories and ancillary works required as specified and as shown on drawings.
Supply | Mt. | 1256.8248 |  | 295353.8212
Install | Mt. |  | 164.16 | 38577.6
CU/XLPE/PVC cable [(4x16)mm2 + 16mm2]. and all necessary accessories and ancillary works required as specified and as shown on drawings.
Supply | Mt. | 520.4512 |  | 290411.77
Install | Mt. |  | 106.92 | 59661.36
CU/XLPE/STA/PVC cable [(4x16)mm2 + 16mm2]. and all necessary accessories and ancillary works required as specified and as shown on drawings.
Supply | Mt. | 637.1352 |  | 19114.056
Install | Mt. |  | 105.84 | 3175.2
CU/XLPE/PVC cable [(4x25)mm2 + 16mm2]. and all necessary accessories and ancillary works required as specified and as shown on drawings.
Supply | Mt. | 763.3734 |  | 551155.6243
Install | Mt. |  | 124.2 | 89672.4
CU/XLPE/STA/PVC cable [(4x25)mm2 + 16mm2]. and all necessary accessories and ancillary works required as specified and as shown on drawings.
Supply | Mt. | 1198.7784 |  | 143853.408
Install | Mt. |  | 270.11 | 32413.2
CU/XLPE/PVC cable [(3x35+16)mm2 + 16mm2]. and all necessary accessories and ancillary works required as specified and as shown on drawings.
Supply | Mt. | 1002.7133 |  | 521410.9268
Install | Mt. |  | 141.48 | 73569.6
CU/XLPE/STA/PVC cable [(3x35+16)mm2 + 16mm2]. and all necessary accessories and ancillary works required as specified and as shown on drawings.
Supply | Mt. | 989.4034 |  | 277032.9522
Install | Mt. | 0 |  | 0
CU/XLPE/STA/PVC cable [(4x6)mm2 + 6mm2]. and all necessary accessories and ancillary works required as specified and as shown on drawings.
Supply | Mt. | 235.9201 |  | 23592.0082
Install | Mt. | 0 |  | 0
CU/XLPE/PVC cable [(3x70+35)mm2 + 35mm2]. and all necessary accessories and ancillary works required as specified and as shown on drawings.
Supply | Mt. | 2274.0372 |  | 284254.65
Install | Mt. |  | 184.68 | 23085
CU/XLPE/STA/PVC cable [(3x95+50)mm2 + 50mm2]. and all necessary accessories and ancillary works required as specified and as shown on drawings.
Supply | Mt. | 3173.2625 |  | 729850.3704
Install | Mt. |  | 62.64 | 14407.2
VO.(80) WAREHOUSE
DIVISION 26 - ELECTRICAL
(26 51 00)-INTERIOR LIGHTING.
supply,Install, test & hand-over light fixtures including all lamps & all mounting devices and brackets in compliance with the drawings :-
LIGHTING FIXTURES
Light Fixture L1 RECESSED MOUNTED LUMINAIRE (1x42w) LED LAMP 220V,50HZ SIMILAR TO (PHILIPS RC120B W60L60 LED37S/- No)
Supply | 104 | 3598.425 | 0 | 374236.2
Install, Connect and Test | 104 | 0 | 199.8 | 20779.2
Light Fixture L1E Same as (L1) WITH 2 HOURS BACK UP BATTERY
Supply | 38 | 6699.51 | 0 | 254581.38
Install, Connect and Test | 38 | 0 | 199.8 | 7592.4
Light Fixture L4 (IP-44) RECESSED MOUNTED SLIM DOWNLIGHT LUMINAIRE (1x11w, 1100LM) LED LAMP 220V,50HZ SIMILAR TO (PHILIPS DN145B PSU D166 LED10S/840 NO) | 0 | 0 | 0
Supply | 39 | 2405.7 | 0 | 93822.3
Install, Connect and Test | 39 | 0 | 199.8 | 7792.2
Light Fixture L4E Same as (L4) WITH 2 HOURS BACK UP BATTERY | 0
Supply | 10 | 5506.785 | 0 | 55067.85
Install, Connect and Test | 10 | 0 | 199.8 | 1998
Light Fixture L5E (IP-54) SURFACE MOUNTED CIRCULAR LUMINAIRE (1x22w, 2100LM) LED LAMP 220V,50HZ SIMILAR TO (PHILIPS CL261 DS Oyster ) WITH 2 HOURS BACK UP BATTERY | 0
Supply | 20 | 15764.22 | 0 | 315284.4
Install, Connect and Test | 20 | 0 | 199.8 | 3996
Light Fixture L6 (IP-20) RECESSED MOUNTED DOWNLIGHT LUMINAIRE (1x9.2w, 1300LM) LED LAMP 220V,50HZ SIMILAR TO (PHILIPS DN570B LED12S/840 PSU-E C WH) | 0
Supply | 0 | 2882.79 | 0 | 0
Install, Connect and Test | 0 | 0 | 199.8 | 0
Light Fixture L6E Same as (L6) WITH 2 HOURS BACK UP BATTERY | 0
Supply | 5 | 6222.42 | 0 | 31112.1
Install, Connect and Test | 5 | 0 | 199.8 | 999
Light Fixture L8 (IP-65) SURFACE MOUNTED BULK HEAD LUMINAIRE (1x12w, 960LM) LED LAMP 220V,50HZ SIMILAR TO (PHILIPS WT045C LED12/NW PSU CFW L1065) | 0
Supply | 10 | 1212.975 | 0 | 12129.75
Install, Connect and Test | 10 | 0 | 199.8 | 1998
Light Fixture L9 (IP-66) SURFACE MOUNTED LUMINAIRE (1x58w, 7992LM) LED LAMP 220V,50HZ SIMILAR TO (PHILIPS WT470X L1600 WB LED80S/840 NO) | 0
Supply | 0 | 11351.1375 | 0 | 0
Install, Connect and Test | 0 | 0 | 199.8 | 0
Light Fixture L9E Same as (L9) WITH 2 HOURS BACK UP BATTERY | 0
Supply | 14 | 15525.675 | 0 | 217359.45
Install, Connect and Test | 14 | 0 | 199.8 | 2797.2
CEILING MOUNTED EXIT SIGN | 0
Supply | 11 | 5268.24 | 0 | 57950.64
Install, Connect and Test | 11 | 0 | 199.8 | 2197.8
(26 27 26)-WIRING DEVICES | 0
LIGHT SWITCHES : | 0
Supply, Install, test & hand-over light switches white color including, PVC conduits, conduit fittings, switches, terminations, earthing, wiring from switches to branch circuit in compliance with drawings :- | 0
One gang,One Way 10A modular Switch | 0
Supply | 39 | 212.1973 | 0 | 8275.6955
Install, Connect and Test | 4 | 0 | 426.2447 | 1704.9787
One gang,One Way 10A modular Switch (water proof) | 0
Supply | 15 | 732.2951 | 0 | 10984.4262
Install, Connect and Test | 6 | 0 | 426.2447 | 2557.4681
Two gang,One Way 10A modular Switch (water proof) | 0
Supply | 1 | 292.86 | 0 | 292.86
Install, Connect and Test | 0 | 0 | 512.1114 | 0
One gang,Two Way 10A modular Switch | 0
Supply | 23 | 237.2166 | 0 | 5455.9818
Install, Connect and Test | 0 | 0 | 512.1114 | 0
One gang,Two Way 10A modular Switch (water proof) | 0
Supply | 2 | 721.2726 | 0 | 1442.5452
Install, Connect and Test | 2 | 0 | 512.1114 | 1024.2229
Two gang,Two Way 10A modular Switch | 0
Supply | 13 | 377.447 | 0 | 4906.8115
Install, Connect and Test | 0 | 0 | 529.6614 | 0
Two gang,Two Way 10A modular Switch (water proof) | 0
Supply | 2 | 861.503 | 0 | 1723.0061
Install, Connect and Test | 2 | 0 | 529.6614 | 1059.3229
Three gang,Two Way 10A modular Switch (water proof) | 0
Supply | 2 | 944.4924 | 0 | 1888.9848
Install, Connect and Test | 2 | 0 | 857.2252 | 1714.4503
PUSH-BUTTON 10A | 0
Supply | 1 | 282.6324 | 0 | 282.6324
Install, Connect and Test | 0 | 0 | 720.3314 | 0
SOCKET OUTLETS : | 0
Supply, install, connect and test socket outlets white color complete including plaster rings, wiring, earthing, terminations, socket plate, cover, plugs, all necessary accessories and ancillary work | 0
16A wall single socket outlet IP=20 | 0
Supply | 50 | 294.066 | 0 | 14703.3
Install, Connect and Test | 50 | 0 | 135 | 6750
16A wall single socket outlet IP=20 H=1.8 | 0
Supply | 14 | 294.066 | 0 | 4116.924
Install, Connect and Test | 14 | 0 | 135 | 1890
16A wall single socket outlet (water proof) IP=54 | 0
Supply | 38 | 745.6428 | 0 | 28334.4264
Install, Connect and Test | 38 | 0 | 135 | 5130
16A wall power socket outlet (water proof) IP=54 | 0
Supply | 7 | 745.6428 | 0 | 5219.4996
Install, Connect and Test | 7 | 0 | 135 | 945
THREE PHASE INDUSTRIAL POWER SOCKET 32A,380V. | 0
Supply | 5 | 1333.746 | 0 | 6668.73
Install, Connect and Test | 5 | 0 | 175.5 | 877.5
Outlet For Racks & FACP & Hand Dryer | 0
Supply | 10 | 745.6428 | 0 | 7456.428
Install, Connect and Test | 10 | 0 | 135 | 1350
Floor Box | 0
Supply | 7 | 3618.8806 | 0 | 25332.1639
Install, Connect and Test | 7 | 0 | 391.5 | 2740.5
26 2816 - DISCONNECT SWITCH & CIRCUIT BREAKERS | 0
Supply, Install, test & hand-over disconnect switch complete including plaster rings, wiring, earthing, terminations, socket plate, cover, plugs, all necessary accessories and ancillary work in compliance with the drawings :- | 0
DISCONNECT SWITCH POWER OUTLET | 0
16A disconnect switch with two pole for EXF (Wall) | 0
Supply | 1 | 570.9684 | 0 | 570.9684
Install, Connect and Test | 1 | 0 | 182.25 | 182.25
32A disconnect switch with two pole for FCU (Celling) | 0
Supply | 10 | 676.2532 | 0 | 6762.5319
Install, Connect and Test | 10 | 0 | 256.5 | 2565
20A disconnect switch with two pole for water heater (Wall) ( WP) | 0
Supply | 12 | 570.9684 | 0 | 6851.6202
Install, Connect and Test | 12 | 0 | 182.25 | 2187
20A disconnect switch with two pole for Ex-fan (Celling) | 0
Supply | 9 | 676.2532 | 0 | 6086.2787
Install, Connect and Test | 9 | 0 | 256.5 | 2308.5
20A disconnect switch with two pole for Ex-fan (Wall) | 0
Supply | 6 | 570.9684 | 0 | 3425.8101
Install, Connect and Test | 6 | 0 | 182.25 | 1093.5
32A disconnect switch with two pole for AC Unit (Wall) | 0
Supply | 4 | 570.9684 | 0 | 2283.8734
Install, Connect and Test | 4 | 0 | 182.25 | 729
32A disconnect switch with two pole for FCU Unit (Celling) | 0
Supply | 10 | 676.2532 | 0 | 6762.5319
Install, Connect and Test | 10 | 0 | 256.5 | 2565
32A disconnect switch with Four pole for FCU Unit (Celling) | 0
Supply | 2 | 2134.5494 | 0 | 4269.0988
Install, Connect and Test | 2 | 0 | 256.5 | 513
100A disconnect switch with Four pole for UPS (Wall) | 0
Supply | 1 | 11842.1917 | 0 | 11842.1917
Install, Connect and Test | 1 | 0 | 695.25 | 695.25
125A disconnect switch with Four pole for Future Extention (Wall) | 0
Supply | 1 | 11977.1917 | 0 | 11977.1917
Install, Connect and Test | 1 | 0 | 938.25 | 938.25
250A disconnect switch with Four pole for Future Extention (Wall) | 0
Supply | 1 | 35769.897 | 0 | 35769.897
Install, Connect and Test | 1 | 0 | 1383.75 | 1383.75
26 05 19-LOW VOLTAGE ELECTRICAL POWER CONDUCTORS AND CABLES | 0
Supply, Install, test & hand-over PVC insulated 450/750V stranded copper conductor wires & PVC/PVC stranded copper conductor cables from branch circuit panelboards to light & power outlets including raceways, termination, glands and all necessary accessories and ancillary works required for complete operative system in compliance with the drawings. Embedded or concealed surface mounted Outlets should be heavy gauge PVC. Exposed mounted Outlets should be EMT. Circuits in cable tray should be PVC/PVC multicore cables. :- | 0
BRANCH CIRCUITS
3x2.5mm2 for Lighting outlet
Supply | 251 | 1404.2109 | 0 | 352456.9243
Install, Connect and Test | 251 |  |  | 0
3x4mm2 for socket outlet | 0
Supply | 31 | 1599.9695 | 0 | 49599.0531
Install, Connect and Test | 31 | 0 | 0 | 0
3x4mm2 for ( IT rack outlet, fire alarm, hand dryer outlet, water heater, EXF )
Supply | 13 | 6762.4385 | 0 | 87911.7005
Install, Connect and Test | 13 | 0 | 0 | 0
4x4mm2 for disconnect switch with four pole
Supply | 0 | 5832.394 | 0 | 0
Install, Connect and Test | 0 | 0 | 0 | 0
4x6mm2 for 3PH industrial power socket outlet | 0 |  | 0
Supply | 0 | 5889.769 | 0 | 0
Install, Connect and Test | 0 |  |  | 0
3x6mm2 for AC | 0
Supply | 14 | 6117.144 | 0 | 85640.016
Install, Connect and Test | 14 |  |  | 0
5x6mm2 for AC | 0
Supply | 2 | 7239.4585 | 0 | 14478.917
Install, Connect and Test | 2 | 0 | 0 | 0
( 26 24 16)- (26 24 19) PANELBOARDS | 0
Supply, Install, test & hand-over the following panel boards complete with circuit breakers, bus bars cabinets, conductors, relays, residual current devices, indicator lamps and all necessary accessories and ancillary works required in compliance with the drawings :- | 0
BRANCH CIRCUIT DISTRIBUTION PANEL BOARDS | 0
EPP-WH-GR | 0
Supply | 1 | 29866.248 | 0 | 29866.248
Install, Connect and Test | 1 | 0 | 3340.845 | 3340.845
PP-WH-GR-01 | 0
Supply | 1 | 234777.356 | 0 | 234777.356
Install, Connect and Test | 1 | 0 | 9126.0675 | 9126.0675
PP-WH-GR-02 | 0
Supply | 1 | 44152.74 | 0 | 44152.74
Install, Connect and Test | 1 | 0 | 4075.9875 | 4075.9875
LT-WH-GR | 0
Supply | 1 | 29559.816 | 0 | 29559.816
Install, Connect and Test | 1 | 0 | 3496.095 | 3496.095
EPP-WH-FR | 0
Supply | 1 | 28774.584 | 0 | 28774.584
Install, Connect and Test | 1 | 0 | 3665.655 | 3665.655
PP-WH-FR | 0
Supply | 1 | 287955.152 | 0 | 287955.152
Install, Connect and Test | 1 | 0 | 10697.0625 | 10697.0625
LT-WH-FR | 0
Supply | 1 | 30813.48 | 0 | 30813.48
Install, Connect and Test | 1 | 0 | 5440.5675 | 5440.5675
UPP-WH-FR | 0
Supply | 1 | 98265.348 | 0 | 98265.348
Install, Connect and Test | 1 | 0 | 6093.8325 | 6093.8325
MCC-AHU-01 | 0
Supply | 1 | 88167.672 | 0 | 88167.672
Install, Connect and Test | 1 | 0 | 4003.155 | 4003.155
MCC-AHU-02 | 0
Supply | 1 | 129789.612 | 0 | 129789.612
Install, Connect and Test | 1 | 0 | 6237.2025 | 6237.2025
26 24 13 SUB FEEDER DISTRIBUTION PANEBOARDS | 0
SMDB-WH | 0
Supply | 1 | 554602.212 | 0 | 554602.212
Install, Connect and Test | 1 | 0 | 9943.425 | 9943.425
ESMDB-WH | 0
Supply | 1 | 88775.172 | 0 | 88775.172
Install, Connect and Test | 1 | 0 | 4853.1825 | 4853.1825
Upgrade LT2.2-SS4 as per shown on project drawings | 0
Supply | 0 | 304190.1524 | 0 | 0
Install, Connect and Test | 0 | 0 | 11475 | 0
Update EMDB-SS3 as per shown on project drawings | 0
Supply | 0 | 156106.5413 | 0 | 0
Install, Connect and Test | 0 | 0 | 7425 | 0
(26 05 19) - (26 05 36)- (26 05 39) - (26 05 43)LOW VOLTAGE ELECTRICAL POWER CONDUCTORS AND CABLES | 0
Supply, Install, test & hand-over CU/ XLPE/PVC & CU/XLPE/SWA/PVC stranded copper conductor cables including termination, glands and all necessary accessories and ancillary works required for complete operative system in compliance with the drawings without Cable Tray . | 0
CABLE FEEDERS | 0
CU/XLPE/PVC cable [(4x2.5)mm2] and all necessary accessories and ancillary works required as specified and as shown on drawings. | 0
Supply | 40 | 109.836 | 0 | 4393.44
Install, Connect and Test | 40 | 0 | 27.5694 | 1102.7772
CU/XLPE/PVC cable [(4x4)mm2] and all necessary accessories and ancillary works required as specified and as shown on drawings. | 0
Supply | 10 | 166.5749 | 0 | 1665.7488
Install, Connect and Test | 10 | 0 | 40.1769 | 401.769
CU/XLPE/PVC cable [(4x6)mm2] and all necessary accessories and ancillary works required as specified and as shown on drawings. | 0
Supply | 10 | 237.7301 | 0 | 2377.3014
Install, Connect and Test | 10 | 0 | 46.3616 | 463.6155
CU/XLPE/PVC cable [(4x10)mm2 + 10mm2)]] and all necessary accessories and ancillary works required as specified and as shown on drawings. | 0
Supply | 100 | 435.3539 | 0 | 43535.394
Install, Connect and Test | 100 | 0 | 51.6429 | 5164.2943
CU/XLPE/PVC cable [(4x16)mm2 + 16mm2)]] and all necessary accessories and ancillary works required as specified and as shown on drawings. | 0
Supply | 0 | 671.7541 | 0 | 0
Install, Connect and Test | 0 | 0 | 65.6321 | 0
CU/XLPE/PVC cable [(4x25)mm2 + 16mm2)]] and all necessary accessories and ancillary works required as specified and as shown on drawings. | 0
Supply | 0 | 1117.5214 | 0 | 0
Install, Connect and Test | 0 | 0 | 79.4317 | 0
CU/XLPE/PVC cable [(4x35)mm2 + 16mm2)]] and all necessary accessories and ancillary works required as specified and as shown on drawings. | 0
Supply | 0 | 1470.9989 | 0 | 0
Install, Connect and Test | 0 | 0 | 102.496 | 0
CU/XLPE/PVC cable [(3x50 + 25)mm2] and all necessary accessories and ancillary works required as specified and as shown on drawings. | 0
Supply | 0 | 1627.209 | 0 | 0
Install, Connect and Test | 0 | 0 | 124.8672 | 0
CU/XLPE/PVC cable [(3x120+70)mm2 +70mm2)]] and all necessary accessories and ancillary works required as specified and as shown on drawings. | 0
Supply | 25 | 4739.4364 | 0 | 118485.909
Install, Connect and Test | 25 | 0 | 268.184 | 6704.6011
UPS | 0
UPS OF 10 Kva .@ 50C ambient Temperature. The unit shall be equipped with isolating transformer. Additionally it shall be furnished with Ethernet or modbus port for interface with the project IP structure cabling. | 0
Supply | 0 | 0 | 0 | 0
Install, Connect and Test | 0 | 0 | 0 | 0
Supply, install, connect and test the following Telecom / data system complete including wiring devices, conduits, conduit fittings, S/FTP Cat 6A conduits between the outlets to the respective access switches,, earthing complete including plaster rings, wiring, earthing terminations, socket plate, cover, plugs, and all necessary accessories and ancillary works for a complete system. | 0
RJ45 CAT.6A TELEPHONE OUTLET . | 0
Supply | 14 | 1867.5006 | 0 | 26145.0087
Install, Connect and Test | 14 | 0 | 7396.7512 | 103554.5172
RJ45 CAT.6ATELEPHONE OUTLET (WP) | 0
Supply | 4 | 2884.6276 | 0 | 11538.5103
Install, Connect and Test | 4 | 0 | 7396.7512 | 29587.0049
RJ45 CAT.6A DATA OUTLET. | 0
Supply | 5 | 1867.5006 | 0 | 9337.5031
Install, Connect and Test | 5 | 0 | 7396.7512 | 36983.7561
RJ45 CAT.6A DATA OUTLET (W.P) | 0
Supply | 3 | 2884.6276 | 0 | 8653.8827
Install, Connect and Test | 3 | 0 | 7396.7512 | 22190.2537
RJ45 CAT.6 TELEPHONE OUTLET AT FLOOR BOX | 0
Supply | 7 | 1294.6251 | 0 | 9062.3757
Install, Connect and Test | 7 | 0 | 7396.7512 | 51777.2586
RJ45 CAT.6A OUTLET FOR WIRELESS ACCESS POINT. | 0
Supply | 7 | 1294.6251 | 0 | 9062.3757
Install, Connect and Test | 7 | 0 | 7396.7512 | 51777.2586
[27 13 00, 27 13 05, 27 15 05, 27 20 00, 27 30 00]IP NETWORK EQUIPMENT | 0
Supply install, connect and test of edge distribution rack complete with in-rack UPS & passive components( patch panels, power strips, ...etc) as specified and indicated in the drawings with all necessary termination, patch cords, cables and all necessary accessories required to complete operative system. | 0
WH-RACK | 0
Supply | 1 | 104250.0552 | 0 | 104250.0552
Install, Connect and Test | 1 | 0 | 32248.1871 | 32248.1871
Supply, install, connect and test 6 core SM fiber optic cable , The item shall include raceways, splicing , splicing closures ,media converter, pig tails fiber SC connectors ,fiber cable pulling & all necessary sleeves. The works shall be complete as per the project specifications | 0
Supply | 200 | 469.7633 | 0 | 93952.656
Install, Connect and Test | 200 | 0 | 150.1875 | 30037.5
PUBLIC ADDRESS SYSTEM
Supply, install, connect and test Public Address system rack including AM/FM Tuner , CD/DVD Player , mixer Amplifiers, Power Amplifiers ,Paging Microphone and complete with all other accessories in compliance with the drawings . The rack shall be equipped with a preset evacuation massege that shall be announced upon receival of a signal from the fire alarm .
Supply | 1 | 785940.7536 | 0 | 785940.7536
Install, Connect and Test | 1 | 0 | 13837.5 | 13837.5
Supply , install , connect and test sound system outlet with wiring 2*2.5mm2 strand twisted pair PVC insulated copper including race ways , termination boxes and all necessary accessories requied for complete operative system of general sound system and as shown on design drawing surface mounted conduits should be EMT ,
Supply | 73 | 5095.7331 | 0 | 371988.5185
Install, Connect and Test | 73 |  |  | 0
Supply , install , connect and test Recessed Wall mounted 3/6/12w sound speakers | 0
Supply | 27 | 3970.2747 | 0 | 107197.4166
Install, Connect and Test | 27 | 0 | 158.4 | 4276.8
Supply , install , connect and test Recessed ceiling mounted 3/6/12w sound speakers | 0
Supply | 38 | 2317.2348 | 0 | 88054.9233
Install, Connect and Test | 38 | 0 | 148.5 | 5643
Supply , install , connect and test wall mounted volume control | 0
Supply | 8 | 1918.7604 | 0 | 15350.0832
Install, Connect and Test | 8 | 0 | 94.5 | 756
Supply, install, connect and test of UL LISTED Repeater fire alarm station 2 no loops complete including conduits, conduit fittings, boxes, wiring up to fire alarm detectors, fixing and all necessary accessories and ancillary works as specified and as shown on the drawings. | 0
Supply | 1 | 350019.1969 | 0 | 350019.1969
Install, Connect and Test | 1 | 0 | 20706.111 | 20706.111
Supply, install, connect and test of addressable break glass manual station | 0
Supply | 6 | 4325.8612 | 0 | 25955.167
Install, Connect and Test | 6 | 0 | 263.25 | 1579.5
Supply, install, connect and test of addressable Indoor fire alarm siren with flasher | 0
Supply | 6 | 2817.02 | 0 | 16902.1201
Install, Connect and Test | 6 | 0 | 263.25 | 1579.5
Supply, install, connect and test of addressable Smoke Detector . | 0
Supply | 31 | 2522.2763 | 0 | 78190.5647
Install, Connect and Test | 31 | 0 | 263.25 | 8160.75
Supply, install, connect and test of addressable Smoke Detector Abve Cilling. | 0
Supply | 48 | 3993.6218 | 0 | 191693.8483
Install, Connect and Test | 48 | 0 | 263.25 | 12636
Supply, install, connect and test of addressable Multi Detector Abve Cilling. | 0
Supply | 2 | 4041.0846 | 0 | 8082.1692
Install, Connect and Test | 2 | 0 | 263.25 | 526.5
Supply, install, connect and test of addressable control modules. | 0
Supply | 2 | 1307.3623 | 0 | 2614.7246
Install, Connect and Test | 2 | 0 | 182.25 | 364.5
Supply, install, connect and test of addressable monitor modules. | 0
Supply | 0 | 876.798 | 0 | 0
Install, Connect and Test | 0 | 0 | 182.25 | 0
Supply, install, connect and test of fire alarm circuits serving the shown detectors and connecting between main and repeaters fire alarm stations complete with duct banks, raceways & raceways supports. | 0
Supply | 1 | 121204.3203 | 0 | 121204.3203
Install, Connect and Test | 1 | 0 | 0 | 0
(28 23 00)-CCTV SYSTEM | 0
Supplying, installing, connecting and testing the follwing items including cabling, fire retardant PVC conduits, conduit fittings back to related switches and all necessary accessories and ancillary materials and works required for complete installation as specified and as indicated on the drawings. | 0
INDOOR IP- CCTV SURVEILLANCE CAMERA | 0
Supply | 11 | 7267.4755 | 0 | 79942.2307
Install, Connect and Test | 11 | 0 | 8016.3261 | 88179.5871
(28 13 00)-ACCESS CONTROL SYSTEM | 0
Supply, install, connect and test access control system complete including head end equipments. The item shall include conduits, conduit fittings, cabling, complete with all necessary accessories and ancillary works as shown on drawings and as specified in the technical specification in order to provide a complete system. | 0
Supply | 1 | 15493.9093 | 0 | 15493.9093
Install, Connect and Test | 1 | 0 | 0 | 0
Supply, install, connect and test one door access control interface module connect to main panel & all ancillary works required for complete operative system according to the specifications & as shown on drawings. | 0
Supply | 2 | 74753.9266 | 0 | 149507.8531
Install, Connect and Test | 2 | 0 | 519.75 | 1039.5
Supply, install, connect and test request to exit push buttons & all ancillary works required for complete operative system according to the specifications & as shown on drawings.
Supply | 4 | 1239.8302 | 0 | 4959.3207
Install, Connect and Test | 4 | 0 | 148.5 | 594
Supply, install, connect and test electric door Contact & all ancillary works required for complete operative system according to the specifications & as shown on drawings. |  | 0 | 0
Supply | 2 | 3471.632 | 0 | 6943.2641
Install, Connect and Test | 2 | 0 | 148.5 | 297
Supply, install, connect and test proximity card reader with pin code & all ancillary works required for complete operative system according to the specifications & as shown on drawings.
Supply | 4 | 17988.4656 | 0 | 71953.8624
Install, Connect and Test | 4 | 0 | 148.5 | 594
Supply, install, connect and test proximity card & all ancillary works required for complete operative system according to the specifications & as shown on drawings.
Supply | 2 | 225.4481 | 0 | 450.8962
VO.(81) ADMIN. BUILDING
DIVISION 26 - ELECTRICAL
(26 51 00)-INTERIOR LIGHTING.
supply,Install, test & hand-over light fixtures including all lamps, all mounting devices and brackets in compliance with the tender specifications & drawings :-
LIGHTING FIXTURES
Light Fixture L1 RECESSED MOUNTED LUMINAIRE (1x42w) LED LAMP 220V,50HZ SIMILAR TO (PHILIPS RC120B W60L60 LED37S/- No)
Supply | 89 | 3598.425 |  | 320259.825
Install, Connect and Test | 89 |  | 199.8 | 17782.2
Light Fixture L1E Same as (L1) with battery back up |  |  |  | 0
Supply | 12 | 6699.51 |  | 80394.12
Install, Connect and Test | 12 |  | 199.8 | 2397.6
Light Fixture L4 RECESSED MOUNTED LUMINAIRE (1x11w) LED LAMP 220V,50HZ SIMILAR TO (PHILIPS DN145B PSU D166 LED10S/840 NO)
Supply | 3 | 2405.7 |  | 7217.1
Install, Connect and Test | 3 |  | 199.8 | 599.4
Light Fixture L4E Same as (L4) with battery back up
Supply | 0 | 5506.785 |  | 0
Install, Connect and Test | 0 |  | 199.8 | 0
Light Fixture L5E SURFACE MOUNTED LUMINAIRE (1x22w) LED LAMP 220V,50HZ SIMILAR TO (PHILIPS CL261 DS Oyster 22W 30-40-65K IP54 ANZ) ) with battery back up
Supply | 0 | 15764.22 |  | 0
Install, Connect and Test | 0 |  | 199.8 | 0
Light Fixture L6 RECESSED MOUNTED LUMINAIRE (1x11.8w) LED LAMP 220V,50HZ SIMILAR TO (PHILIPS DN570B PSE-E C)
Supply | 9 | 2882.79 |  | 25945.11
Install, Connect and Test | 9 |  | 199.8 | 1798.2
Light Fixture L6E Same as (L6) with battery back up
Supply | 9 | 6222.42 |  | 56001.78
Install, Connect and Test | 9 |  | 199.8 | 1798.2
Light Fixture L8 (IP-65) SURFACE MOUNTED BULK HEAD LUMINAIRE (1x12w, 960LM) LED LAMP 220V,50HZ SIMILAR TO (PHILIPS WT045C LED12/NW PSU CFW L1065) OR APPROVED EQUAL
Supply | 18 | 1212.975 |  | 21833.55
Install, Connect and Test | 18 |  | 199.8 | 3596.4
Light Fixture L9 SURFACE MOUNTED LUMINAIRE (1x58.5w) LED LAMP 220V,50HZ SIMILAR TO (PHILIPS WT470X LED80S/840 WB ACW TW1 L1600)
Supply | 7 | 11351.1375 |  | 79457.9625
Install, Connect and Test | 7 |  | 199.8 | 1398.6
WALL MOUNTED EXIT SIGN
Supply | 6 | 3121.335 |  | 18728.01
Install, Connect and Test | 6 |  | 199.8 | 1198.8
CEILING MOUNTED EXIT SIGN
Supply | 0 | 5268.24 |  | 0
Install, Connect and Test | 0 |  | 199.8 | 0
(26 27 26)-WIRING DEVICES
LIGHT SWITCHES :
Supply, Install, test & hand-over light switches white color complete including, conduits, conduit fittings, switches, terminations, earthing, wiring from switches to branch circuit in compliance with the tender specifications & drawings :-
One gang,One Way 10A modular Switch
Supply | 40 | 226.3438 |  | 9053.7523
Install, Connect and Test | 8 |  | 400.1492 | 3201.1934
One gang,One Way 10A modular Switch (water proof)
Supply | 3 | 781.1148 |  | 2343.3443
Install, Connect and Test | 0 |  | 400.1492 | 0
Two gang,One Way 10A modular Switch
Supply | 8 | 253.031 |  | 2024.2483
Install, Connect and Test | 8 |  | 486.2367 | 3889.8932
Two gang,One Way 10A modular Switch (water proof)
Supply | 6 | 748.517 |  | 4491.102
Install, Connect and Test | 5 |  | 486.2367 | 2431.1833
One gang,Two Way 10A modular Switch
Supply | 4 | 253.031 |  | 1012.1242
Install, Connect and Test | 0 |  | 486.2367 | 0
SOCKET OUTLETS :
Supply, install, connect and test socket outlets white color complete including plaster rings, wiring, earthing, terminations, socket plate, cover, plugs, all necessary accessories and ancillary work according to specification and schedules |  | 101.3333
16A wall single socket outlet IP=20
Supply | 86 | 313.6704 |  | 26975.6544
Install, Connect and Test | 86 |  | 135 | 11610
16A wall duplex socket outlet IP=20
Supply | 20 | 400.4344 |  | 8008.6886
Install, Connect and Test | 20 |  | 135 | 2700
16A wall duplex socket outlet IP=20, fed from Emergency
Supply | 1 | 401.3683 |  | 401.3683
Install, Connect and Test | 1 |  | 135 | 135
16A wall duplex socket outlet IP=20, fed from UPS
Supply | 9 | 409.6566 |  | 3686.9092
Install, Connect and Test | 9 |  | 135 | 1215
16A wall single socket outlet (water proof) IP=54
Supply | 12 | 795.3523 |  | 9544.2278
Install, Connect and Test | 12 |  | 135 | 1620
16A duplex socket outlet IP=20 (BUILT-IN FURNITURE) .
Supply | 64 | 400.4344 |  | 25627.8036
Install, Connect and Test | 64 |  | 135 | 8640
16A Duplex socket outlet IP=20 fed from UPS (BUILT-IN FURNITURE) .
Supply | 74 | 409.6566 |  | 30314.5866
Install, Connect and Test | 74 |  | 135 | 9990
16A wall single socket outlet IP=20 (For TV)
Supply | 5 | 313.6704 |  | 1568.352
Install, Connect and Test | 5 |  | 135 | 675
26 2816 - ENCLOSED SWITCHES & CIRCUIT BREAKERS
Supply, Install, test & hand-over switch fuses complete including plaster rings, wiring, earthing, terminations, socket plate, cover, plugs, all necessary accessories and ancillary work in compliance with the tender specifications & drawings :-
DISCONNECT SWITCH POWER OUTLET
32A disconnect switch with two pole ceiling mounted for AC Unit
Supply | 42 | 721.3367 |  | 30296.1429
Install, Connect and Test | 42 |  | 182.25 | 7654.5
32A disconnect switch with two pole for AC Unit
Supply | 11 | 721.3367 |  | 7934.7041
Install, Connect and Test | 11 |  | 155.0003 | 1705.0028
20A disconnect switch with two pole for water heater
Supply | 6 | 609.0329 |  | 3654.1975
Install, Connect and Test | 6 |  | 155.0003 | 930.0015
20A disconnect switch with 2 poles for Ex. Fan ( WP)
Supply | 5 | 609.0329 |  | 3045.1645
Install, Connect and Test | 5 |  | 155.0003 | 775.0013
32A disconnect switch with 4 poles for Elevator
Supply | 2 | 2276.8527 |  | 4553.7054
Install, Connect and Test | 2 |  | 310.5 | 621
40A disconnect switch with 4 poles for AHU (W.P)
Supply | 1 | 2276.8527 |  | 2276.8527
Install, Connect and Test | 1 |  | 351 | 351
26 05 19-LOW VOLTAGE ELECTRICAL POWER CONDUCTORS AND CABLES
Supply, Install, test & hand-over PVC insulated 450/750V stranded copper conductor wires & PVC/PVC stranded copper conductor cables from branch circuit panelboards to light & power outlets including raceways, termination, glands and all necessary accessories and ancillary works required for complete operative system in compliance with the tender specifications & drawings. Embedded or concealed surface mounted conduits should be heavy gauge PVC. Exposed mounted conduits should be EMT. Circuits in cable tray should be PVC/PVC multicore cables. :-
BRANCH CIRCUITS
3x3mm2 for Lighting outlet
Supply | 153 | 1389.3411 |  | 212569.1865
Install, Connect and Test | 153 |  | 0 | 0
3x4mm2 for socket outlet |  | 0 | 0
Supply | 115 | 1577.8123 |  | 181448.4138
Install, Connect and Test | 115 |  | 0 | 0
3x4mm2 for acess control outlet
Supply | 4 | 5682.9591 |  | 22731.8364
Install, Connect and Test | 4 |  | 0 | 0
3x4mm2 for ( IT rack outlet, sound rack, fire alarm panel )
Supply | 1 | 5002.641 |  | 5002.641
Install, Connect and Test | 1 |  | 0 | 0
3x4mm2 for hand dryer outlet, power socket outlet, water heater, EXF
Supply | 3 | 3874.5635 |  | 11623.6905
Install, Connect and Test | 3 |  | 0 | 0
3x6mm2 for AC outlet
Supply | 52 | 4830.516 |  | 251186.832
Install, Connect and Test | 52 |  | 0 | 0
( 26 24 16)- (26 24 19) PANELBOARDS
Supply, Install, test & hand-over the following panel boards complete with circuit breakers, bus bars cabinets, conductors, relays, residual current devices, indicator lamps and all necessary accessories and ancillary works required in compliance with the tender specifications & drawings :-
BRANCH CIRCUIT DISTRIBUTION PANEL BOARDS
PP-AD-GR-01
Supply | 1 | 37267.4016 |  | 37267.4016
Install, Connect and Test | 1 |  | 5616 | 5616
PP-AD-F-01
Supply | 1 | 34585.1424 |  | 34585.1424
Install, Connect and Test | 1 |  | 5544 | 5544
PP-AD-S-01
Supply | 0 | 0 | 0 | 0
Install, Connect and Test | 0 | 0 | 0 | 0
EPP-AD-GR-01
Supply | 1 | 25724.1312 |  | 25724.1312
Install, Connect and Test | 1 |  | 4248 | 4248
UPP-AD-GR-01
Supply | 1 | 17488.6848 |  | 17488.6848
Install, Connect and Test | 1 |  | 2664 | 2664
UPP-AD-F-01
Supply | 1 | 19117.152 |  | 19117.152
Install, Connect and Test | 1 |  | 3240 | 3240
26 24 13 SUB FEEDER DISTRIBUTION PANEBOARDS
DB-AD-GR-01
Supply | 1 | 46011.744 |  | 46011.744
Install, Connect and Test | 1 |  | 7344 | 7344
EDB-AD-GR-01
Supply | 1 | 59183.4816 |  | 59183.4816
Install, Connect and Test | 1 |  | 8496 | 8496
UDB-AD-GR-01
Supply | 1 | 36198.72 |  | 36198.72
Install, Connect and Test | 1 |  | 5616 | 5616
(26 05 19) - (26 05 36)- (26 05 39) - (26 05 43)LOW VOLTAGE ELECTRICAL POWER CONDUCTORS AND CABLES
Supply, Install, test & hand-over CU/ XLPE/PVC stranded copper conductor cables including raceways, termination, glands, and all necessary accessories and ancillary works required for complete operative system in compliance with the tender specifications & drawings.
CABLE FEEDERS
CU/PVC/PVC cable [(4x6)mm2 + 6mm2)]] and all necessary accessories and ancillary works required as specified and as shown on drawings.
Supply | 65 | 302.6976 |  | 19675.3426
Install, Connect and Test | 65 |  | 45.9253 | 2985.1459
CU/PVC/PVC cable [(4x10)mm2 + 10mm2)]] and all necessary accessories and ancillary works required as specified and as shown on drawings.
Supply | 140 | 464.3775 |  | 65012.855
Install, Connect and Test | 140 |  | 54.4174 | 7618.4417
CU/PVC/PVC cable [(4x16)mm2 + 16mm2)]] and all necessary accessories and ancillary works required as specified and as shown on drawings.
Supply | 0 | 716.5377 |  | 0
Install, Connect and Test | 0 |  | 86.1363 | 0
CU/PVC/PVC cable [(3x50+25)mm2 + 25mm2)]] and all necessary accessories and ancillary works required as specified and as shown on drawings.
Supply | 0 | 1735.6896 |  | 0
Install, Connect and Test | 0 |  | 124.6291 | 0
26 36 00-TRANSFER SWITCHES
Static transfer switch (40A, 1-ph) complete with all control, monitoring and protection equipment including control cabling and all necessary auxiliary components and ancillary works required for complete operation as specified and as indicated on the drawings
Supply | 0 | 127619.28 |  | 0
Install, Connect and Test | 0 |  | 246.24 | 0
26 33 00 - BATTERY EQUIPMENT (UPS)
Uninterruptible online double conversion UPS 40 KVA, 3phase, 380V power supply "UPS-01", 10 minutes complete including rectifier, control, charger, wave form, earthing and all necessary accessories & all ancillary works required for complete operative system according to the specifications & as shown on drawings.
Supply | 0 | 381338.82 |  | 0
Install, Connect and Test | 0 |  | 3249.72 | 0
Uninterruptible online double conversion dual parallel redundant UPS (1+1) 2x5 KVA, 1phase, 220V power supply "UPS-SR-1 & UPS-SR-2", 10minutes complete including rectifier, control, charger, wave form, earthing and all necessary accessories & all ancillary works required for complete operative system according to the specifications & as shown on drawings.
Supply | 0 | 101280.24 |  | 0
Install, Connect and Test | 0 |  | 1244.16 | 0
EARTHING (GROUNDING) SYSTEM
Complete protective earthing (PE) system complete with earthing pits, earthing electrodes, equalizer bars, earth continuity conductor, and earthing conductor to switchboards, server/ IT racks, diesel generator set and transformers complete with all accessories, fixing brackets, test links, complete with all accessories, fixing brackets, test links suspensions, drilling and cutting for complete installation all in accordance with technical specifications and drawings | 0
Earthing impedance must be <= 0.5 ohm | 0
Supply | 1 | 0 | 0 | 0
Install, Connect and Test | 1 | 0 | 0 | 0
Supply, install, connect and test the following Telecom / FXta system complete including wiring devices, conduits, conduit fittings, S/FTP Cat 6 conduits between the outlets to the respective access switches,, earthing complete including plaster rings, wiring, earthing terminations, socket plate, cover, plugs, and all necessary accessories and ancillary works for a complete system. | 0
RJ45 CAT.6 TELEPHONE OUTLET . | 0
Supply | 2 | 2002.2232 |  | 4004.4465
Install, Connect and Test | 2 |  | 7155.0272 | 14310.0544
RJ45 CAT.6 DATA OUTLET. | 0
Supply | 11 | 2002.2232 |  | 22024.4556
Install, Connect and Test | 11 |  | 7155.0272 | 78705.2992
RJ45 CAT.6 OUTLET FOR WIRELESS ACCESS POINT. | 0
Supply | 5 | 1387.9858 |  | 6939.9288
Install, Connect and Test | 5 |  | 7155.0272 | 35775.136
RJ45 CAT.6 TELEPHONE OUTLET &DATA OUTLET (BUILT-IN FURNITURE) . | 0
Supply | 14 | 3092.7874 |  | 43299.023
Install, Connect and Test | 14 |  | 7155.0272 | 100170.3808
HDMI (HIGH DEFINITION MULTIMEDIA INTERFACE) | 0
Supply | 3 | 2002.2232 |  | 6006.6697
Install, Connect and Test | 3 |  | 7155.0272 | 21465.0816
[27 13 00, 27 13 05, 27 15 05, 27 20 00, 27 30 00]IP NETWORK EQUIPMENT | 0
Supply install, connect and test main rack complete with main patch panel as specified and indicated in the drawings with all necessary termination, conduits, raceways, patch cords, cables & accessories required to complete an aderquate operative system. | 0
Supply | 0 | 29770.2 |  | 0
Install, Connect and Test | 0 |  | 3298.32 | 0
Supply install, connect and test of edge distribution rack complete with passive components( patch panels, power strips, ...etc) as specified and indicated in the drawings with all necessary termination, conduits, raceways, patch cords, cables and all necessary accessories required to complete operative system. | 0
TC-RACK-GR | 0
Supply | 1 | 139139.5363 |  | 139139.5363
Install, Connect and Test | 1 |  | 11376 | 11376
TC-RACK-FR | 0
Supply | 1 | 120824.3693 |  | 120824.3693
Install, Connect and Test | 1 |  | 8784 | 8784
TC-RACK-SC | 0
Supply | 1 | 120824.3693 |  | 120824.3693
Install, Connect and Test | 1 |  | 8784 | 8784
Supply, install, connect and test 6 core M.M fiber optic cable , The item shall include raceways, splicing , splicing closures ,media converter, pig tails fiber SC connectors ,fiber cable pulling & all necessary sleeves. The works shall be complete as per the project specifications | 0
Supply | 30 | 503.1821 |  | 15095.4624
Install, Connect and Test | 30 |  | 160.2 | 4806
PUBLIC ADDRESS SYSTEM | 0
Supply, install, connect and test Public Address system rack including AM/FM Tuner , CD/DVD Player , mixer Amplifiers, Power Amplifiers ,Paging Microphone and complete with all other accessories in compliance with the tender specifications & drawings . The rack shall be equipped with a preset evacuation massege that shall be announced upon receival of a signal from the fire alarm . | 0
Supply | 0 | 195246.72 |  | 0
Install, Connect and Test | 0 |  | 15377.04 | 0
Supply , install , connect and test sound system outlet with wiring 2*2.5mm2 strand twisted pair PVC insulated copper including race ways , termination boxes and all necessary accessories requied for complete operative system of general sound system and as shown on design drawing | 0
Supply | 1 | 100850.5634 |  | 100850.5634
Install, Connect and Test | 1 |  | 0 | 0
Supply , install , connect and test Recessed ceiling mounted 3/6/12w sound speakers | 0
Supply | 18 | 2484.167 |  | 44715.0067
Install, Connect and Test | 18 |  | 158.4 | 2851.2
Supply , install , connect and test wall mounted volume control | 0
Supply | 1 | 2057.184 |  | 2057.184
Install, Connect and Test | 1 |  | 100.8 | 100.8
(28 31 00)-ADDRESSABLE FIRE ALARM SYSTEM | 0
Supply, install, connect and test of UL LISTED main fire alarm station 4 no loops complete including conduits, conduit fittings, boxes, wiring up to fire alarm detectors, fixing and all necessary accessories and ancillary works as specified and as shown on the drawings. | 0
Supply | 1 | 104441.9341 |  | 104441.9341
Install, Connect and Test | 1 |  | 4792.5 | 4792.5
Supply, install, connect and test of addressable break glass manual station | 0
Supply | 1 | 2630.745 |  | 2630.745
Install, Connect and Test | 1 |  | 280.8 | 280.8
Supply, install, connect and test of addressable Indoor fire alarm siren with flasher | 0
Supply | 1 | 2773.872 |  | 2773.872
Install, Connect and Test | 1 |  | 280.8 | 280.8
Supply, install, connect and test of addressable Smoke Detector . | 0
Supply | 21 | 2535.327 |  | 53241.867
Install, Connect and Test | 21 |  | 280.8 | 5896.8
Supply, install, connect and test of addressable Heat Detector . | 0
Supply | 1 | 2201.364 |  | 2201.364
Install, Connect and Test | 1 |  | 280.8 | 280.8
Supply, install, connect and test of addressable control modules. | 0
Supply | 1 | 2201.364 |  | 2201.364
Install, Connect and Test | 1 |  | 216 | 216
Supply, install, connect and test of addressable monitor modules. | 0
Supply | 1 | 1485.729 |  | 1485.729
Install, Connect and Test | 1 |  | 216 | 216
Supply, install, connect and test of fire alarm circuits serving the shown detectors and connecting between main and repeaters fire alarm stations complete with raceways & raceways supports. | 0
Supply | 1 | 93646.8892 |  | 93646.8892
Install, Connect and Test | 1 |  | 0 | 0
(28 13 00)-ACCESS CONTROL SYSTEM | 0
Supply, install, connect and test access control system complete including head end equipments. The item shall include conduits, conduit fittings, cabling, complete with all necessary accessories and ancillary works as shown on drawings and as specified in the technical specification in order to provide a complete system. | 0
Supply | 1 | 24226.7824 |  | 24226.7824
Install, Connect and Test | 1 |  | 0 | 0
Supply, install, connect and test one door access control interface module connect to main panel & all ancillary works required for complete operative system according to the specifications & as shown on drawings. | 0
Supply | 4 | 76488.253 |  | 305953.0121
Install, Connect and Test | 4 |  | 554.4 | 2217.6
Supply, install, connect and test request to exit push buttons & all ancillary works required for complete operative system according to the specifications & as shown on drawings. | 0
Supply | 4 | 1245.9123 |  | 4983.6492
Install, Connect and Test | 4 |  | 158.4 | 633.6
Supply, install, connect and test electric door Contact & all ancillary works required for complete operative system according to the specifications & as shown on drawings. | 0
Supply | 4 | 3488.9427 |  | 13955.7708
Install, Connect and Test | 4 |  | 158.4 | 633.6
Supply, install, connect and test proximity card reader with pin code & all ancillary works required for complete operative system according to the specifications & as shown on drawings. | 0
Supply | 6 | 18753.289 |  | 112519.7341
Install, Connect and Test | 6 |  | 158.4 | 950.4
Supply, install, connect and test proximity card & all ancillary works required for complete operative system according to the specifications & as shown on drawings. | 0
Supply | 0 | 226.6178 |  | 0
(8 23 00)-CCTV SYSTEM | 0
Supply, install, connect and test CCTV system complete including conduits, conduit fittings , cabling, complete with all necessary accessories and ancillary works as shown on drawings and as specified in the technical specification in order to provide a complete system The item shall be complete with the specified NVR, PC computer with LCD monitors & software to identify the system on the PC. The item shall be complete as per specification & design drawings. | 0
Supply | 0 | 101957.4 |  | 0
Install, Connect and Test | 0 |  | 5068.44 | 0
Supplying, installing, connecting and testing the follwing items including cabling, fire retarFXnt PVC conduits, conduit fittings back to related switches and all necessary accessories and ancillary materials and works required for complete installation as specified and as indicated on the drawings. | 0
INDOOR IP- CCTV SURVEILLANCE CAMERA | 0
Supply | 4 | 7751.9739 |  | 31007.8956
Install, Connect and Test | 4 |  | 10601.4037 | 42405.6147
DIVISION 14 - ELECTRIC TRACTION ELEVATOR
GENERAL
Contractor to include all catalogues of the proposed elevator in which his prices is based upon during tendering for Engineer's evaluation.
DIVISION 14 - ELECTRIC TRACTION ELEVATOR
Supply & install electric machine room less elevator complete with all specified annunciators , land marks accessories. The car is hoisted by wire ropes using electrically driven traction sheaves and is defined to include driving machines; car; hoist way doors; guide rails; guide-rail brackets; roping; buffers; counterweights; signals; control systems; electrical wiring within elevator system; and devices for operations, safety, security, required performance at rated speed and capacity, and for complete elevator installation. The travel speed shall not be less than 1m/s of 630 Kg. carrying load. All other features shall be as per specifications. | 2 | 0 | 0
TOTAL VO(109) SUBSTATION 01 & GENERATORE
DIVISION 26 - ELECTRICAL
(26 51 00)-INTERIOR LIGHTING.
Supply, install, test & hand-over light fixtures including all lamps & all mounting devices and brackets in compliance with the tender specifications & drawings :-
LIGHTING FIXTURES
Light Fixture F5E SURFACE MOUNTED CIRCULAR LUMINAIRE (1x22w) LED LAMP 220V,50HZ SIMILAR TO (PHILIPS CL261 DS Oyster) WITH 2 HOURS BACK UP BATTERY
Supply | Nr | 8655.579 | 0 | 34622.316
Install, Connect and Test | Nr | 0 | 199.8 | 799.2
Light Fixture F9 SURFACE MOUNTED LUMINAIRE (1x58w) LED LAMP 220V,50HZ SIMILAR TO (PHILIPS WT470X L1600 WB LED80S/840 NO )
Supply | Nr | 11351.1375 | 0 | 124862.5125
Install, Connect and Test | Nr | 0 | 199.8 | 2197.8
Light Fixture F9E Same as (F9) WITH 2 HOURS BACK UP BATTERY
Supply | Nr | 15525.675 | 0 | 124205.4
Install, Connect and Test | Nr | 0 | 199.8 | 1598.4
(26 27 26)-WIRING DEVICES
LIGHT SWITCHES :
Supply, Install, test & hand-over light switches complete including, conduits, conduit fittings, switches, terminations, earthing, wiring from switches to branch circuit in compliance with the tender specifications & drawings :-
One gang,One Way 10A modular Switch (water proof)
Supply | Nr | 732.2951 | 0 | 2196.8852
Install, Connect and Test | Nr | 0 | 426.2447 | 1278.734
One gang,Two Way 10A modular Switch
Supply | Nr | 237.2166 | 0 | 474.4332
Install, Connect and Test | Nr | 0 | 512.1114 | 1024.2229
One gang,Two Way 10A modular Switch (water proof)
Supply | Nr | 721.2726 | 0 | 1442.5452
Install, Connect and Test | Nr | 0 | 512.1114 | 1024.2229
SOCKET OUTLETS :
Supply, install, connect and test socket outlets complete including plaster rings, wiring, earthing, terminations, socket plate, cover, plugs, all necessary accessories and ancillary work according to specification and schedules
16A wall single socket outlet (water proof) IP=54
Supply | Nr | 745.6428 | 0 | 11930.2848
Install, Connect and Test | Nr | 0 | 135 | 2160
Outlet For IT Rack
Supply | Nr | 745.6428 | 0 | 745.6428
Install, Connect and Test | Nr | 0 | 135 | 135
26 2816 - DISCONNECT SWITCH & CIRCUIT BREAKERS
Supply, Install, test & hand-over disconnect switch complete including plaster rings, wiring, earthing, terminations, socket plate, cover, plugs, all necessary accessories and ancillary work in compliance with the tender specifications & drawings :-
DISCONNECT SWITCH POWER OUTLET
20A disconnect switch with two pole for EXF&FAF (Wall) ( WP)
Supply | Nr | 570.9684 | 0 | 3425.8101
Install, Connect and Test | Nr | 0 | 182.25 | 1093.5
80A disconnect switch with two pole for PU Unit (Wall)
Supply | Nr | 11842.1917 | 0 | 11842.1917
Install, Connect and Test | Nr | 0 | 695.25 | 695.25
26 05 19-LOW VOLTAGE ELECTRICAL POWER CONDUCTORS AND CABLES
Supply, Install, test & hand-over PVC insulated 450/750V stranded copper conductor wires & PVC/PVC stranded copper conductor cables from branch circuit panelboards to light & power outlets including raceways, termination, glands and all necessary accessories and ancillary works required for complete operative system in compliance with the tender specifications & drawings. Embedded or concealed surface mounted Outlets should be heavy gauge PVC. Exposed mounted Outlets should be rigid galvanized steel.
BRANCH CIRCUITS
3x2.5mm2 for Lighting outlet
Supply | Nr | 1833.5134 | 0 | 42170.8074
Install, Connect and Test | Nr |  |  | 0
3x4mm2 for socket outlet
Supply | Nr | 2248.2814 | 0 | 35972.502
Install, Connect and Test | Nr |  |  | 0
3x4mm2 for EXF & FAF outlet
Supply | Nr | 4930.7066 | 0 | 29584.2393
Install, Connect and Test | Nr |  |  | 0
3x4mm2 for ( IT rack outlet)
Supply | Nr | 4930.7066 | 0 | 4930.7066
Install, Connect and Test | Nr |  |  | 0
[(4x25)mm²+16mm²] CU/XLPE/PVC (0.6/1.0 kV) for PU
Supply | Mt | 1286.536 | 0 | 38596.0788
Install, Connect and Test | Mt | 0 | 79.4317 | 2382.9501
( 26 24 16)- (26 24 19) PANELBOARDS
Supply, Install, test & hand-over the following panel boards complete with circuit breakers, bus bars cabinets, conductors, relays, residual current devices, indicator lamps and all necessary accessories and ancillary works required in compliance with the tender specifications & drawings :-
BRANCH CIRCUIT DISTRIBUTION PANEL BOARDS
DB-SS-1
Supply | Nr
Install, Connect and Test | Nr
IP NETWORK EQUIPMENT
Supply, install, connect and test of edge distribution rack complete with passive components( patch panels, power strips, ...etc) as specified and indicated in the drawings with all necessary termination, conduits, raceways, patch cords, cables and all necessary accessories required to complete operative system.
Substation 01 Room IT Rack
Supply | Nr | 52855.5999 | 0 | 52855.5999
Install, connect, and test | Nr | 0 | 10989 | 10989
(28 31 00)-ADDRESSABLE FIRE ALARM SYSTEM
Supply, install, connect and test of UL LISTED Repeater fire alarm station 2 no loops complete including conduits, conduit fittings, boxes, wiring up to fire alarm detectors, fixing and all necessary accessories and ancillary works as specified and as shown on the drawings.
Supply | Nr | 41384.925 | 0 | 41384.925
Install, Connect and Test | Nr |  | 12175.5555 | 12175.5555
Supply, install, connect and test of addressable break glass manual station
Supply | Nr | 2630.745 | 0 | 7892.235
Install, Connect and Test | Nr | 0 | 263.25 | 789.75
Supply, install, connect and test of addressable break glass manual station weather proof
Supply | Nr | 7163.1 | 0 | 7163.1
Install, Connect and Test | Nr | 0 | 263.25 | 263.25
Supply, install, connect and test of addressable out door fire alarm siren with flasher
Supply | Nr | 2773.872 | 0 | 16643.232
Install, Connect and Test | Nr | 0 | 263.25 | 1579.5
Supply, install, connect and test of addressable muilti Detector .
Supply | Nr | 4062.015 | 0 | 28434.105
Install, Connect and Test | Nr | 0 | 263.25 | 1842.75
Supply, install, connect and test of addressable control modules.
Supply | Nr | 2201.364 | 0 | 4402.728
Install, Connect and Test | Nr | 0 | 182.25 | 364.5
Supply, install, connect and test of addressable monitor modules. |  | 0 | 0
Supply | Nr | 1485.729 | 0 | 2971.458
Install, Connect and Test | Nr | 0 | 182.25 | 364.5
Supply, install, connect and test of fire alarm circuits serving the shown detectors and connecting between main and repeaters fire alarm stations complete with duct banks, raceways & raceways supports. The works may include excavation in different soils & backfilling complete with inspection manholes / handholes
Supply | LS | 32713.4362 | 0 | 32713.4362
Install, Connect and Test | LS | 0 | 0 | 0
(28 23 00)-CCTV SYSTEM
Supplying, installing, connecting and testing the follwing items including cabling, fire retardant PVC conduits, conduit fittings back to related switches and all necessary accessories and ancillary materials and works required for complete installation as specified and as indicated on the drawings.
INDOOR IP- CCTV SURVEILLANCE CAMERA
Supply | Nr | 16534.8 | 0 | 66139.2
Install, Connect and Test | Nr | 0 | 8016.3261 | 32065.3044
VO(101) PANEL BOARDS
Supply& install ,test & handing over the following panel boareds with circuit breakers bus bars cabinets indicatore lamps and all necessary
SMDB- TOWER
Supply | Nr | 116352.68 |  | 116352.68
install. Connect ,test | Nr |  | 3016.52 | 3016.52
SMDB-1
Supply | Nr | 201531.4 |  | 201531.4
install. Connect ,test | Nr |  | 16577.3 | 16577.3
SMDB-2
Supply | Nr | 245345.6 |  | 245345.6
install. Connect ,test | Nr |  | 15487.73 | 15487.73
SFD-PUMP-ROOM
Supply | Nr | 194155.59 |  | 194155.59
install. Connect ,test | Nr |  | 11448.12 | 11448.12
SFD-FIRE-PUMP
Supply | Nr | 1039273.62 |  | 1039273.62
install. Connect ,test | Nr |  | 22523.77 | 22523.77
Vo #110( CCTV& WI FI)
Supply, install, connect and test the following Telecom / Data system outlets complete including wiring devices, conduits, conduit fittings, UTP Cat 6A cabling between the outlets to the respective access switches, earthing complete including plaster rings, wiring, earthing terminations, socket plate, cover, plugs, and all necessary accessories and ancillary works for a complete system.
IP Outlet for CCTV
Supply | 26 | 15617.8935 |  | 406065.231
Install & Test | 26 |  | 2149.3418 | 55882.8855
IP Outlet for Wifi
Supply | 16 | 9421.664 |  | 150746.6246
Install & Test | 16 |  | 2039.3438 | 32629.5
IP NETWORK EQUIPMENT
Supply, install, connect and test of edge distribution rack complete with passive components (patch panels, power strips, ...etc) as specified and indicated in the drawings with all necessary termination, conduits, raceways, patch cords, cables and all necessary accessories required to complete operative system.
IT RACK External-1 (Industrial Rack)
Supply | 1 | 171398.5469 |  | 171398.5469
Install & Test | 1 |  | 4599.2812 | 4599.2812
IT RACK External-2 (Industrial Rack)
Supply | 1 | 171263.5469 |  | 171263.5469
Install & Test | 1 |  | 4599.2812 | 4599.2812
IT RACK External-3(Industrial Rack)
Supply | 1 | 171263.5469 |  | 171263.5469
Install & Test | 1 |  | 5148.5625 | 5148.5625
IT RACK External-3.1 (Industrial Rack) (At Main Shed)
Supply | 1 | 145158.5969 |  | 145158.5969
Install & Test | 1 |  | 4599.2812 | 4599.2812
Supply, install, connect and test 12-core single mode fiber optic cables. The item shall include raceways, fiber cable pulling , accessories and ancillary works. The works shall be complete as per the project drawings. (from main shed rack to additional external racks)
Supply | 1400 | 194.4924 |  | 272289.33
Install & Test | 1400 |  | 75.5638 | 105789.375
DIVISION 28 - ELECTRONIC SAFETY AND SECURITY
28 23 00 - CCTV SYSTEM
Supplying, installing, connecting and testing the following items including cabling, fire retardant PVC conduits, conduit fittings back to related switches and all necessary accessories and ancillary materials and works required for complete installation as specified and as indicated on the drawings.
Supply, install, connect and test CCTV system complete including all necessary accessories and ancillary works as specified in the technical specification in order to provide a complete system The item shall be complete with the specified NVR, PC computer with LCD monitors & software to identify the system on the PC.
Supply | 1 | 377730 |  | 377730
Install, Connect and Test | 1 |  | 16571.25 | 16571.25
Indoor IP CCTV Surveillance Camera (Ceiling mounted)
Supply | 11 | 16602.3 |  | 182625.3
Install & Test | 11 |  | 708.75 | 7796.25
Indoor IP CCTV Surveillance Camera (Wall mounted)
Supply | 1 | 19372.5 |  | 19372.5
Install & Test | 1 |  | 675 | 675
Outdoor IP CCTV Surveillance Camera
Supply | 14 | 17987.4 |  | 251823.6
Install & Test | 14 |  | 978.75 | 13702.5
Supply, install, test and put into operation cable trays & Ladders system, complete with covers, accessories and all related ancillary works
Cable Ladder 60X10
Supply | 300 | 1016.8848 | 0 | 305065.44
Install | 300 | 0 | 227.25 | 68175
MCC-5
Supply | 1 | 957246.84 | 0 | 957246.84
install, test & | 1 | 0 | 9715.1273 | 9715.1273
Supply, install, test & hand-over the following panel boards complete with circuit breakers, bus bars cabinets, conductors, relays, residual current devices, indicator lamps and all necessary accessories and ancillary works required in compliance with the tender specifications & drawings.
MCC-1
Supply | 1 | 442685.6088 | 0 | 442685.6088
install, test & | 1 | 3441.96 | 0 | 0
MCC-2
Supply | 1 | 404281.2951 | 0 | 404281.2951
install, test & | 1 | 3441.96 | 0 | 0
MCC-3
Supply | 1 | 397487.0564 | 0 | 397487.0564
install, test & | 1 | 3441.96 | 0 | 0
MCC-4
Supply | 1 | 313065.0267 | 0 | 313065.0267
install, test & | 1 | 11767.1292 | 0 | 0
Dismantle , Re-Install, test & hand-over light fixtures including all lamps & all mounting devices and brackets in compliance with the drawings :-
Lighting Fixtures
Dismantle , Re-Install, Connect and Test | 240 | 540 | 0 | 129600
Modify Losses Impact
DB-AD-GR-01
Modification on DB-AD-GR-01 | 1 | 79502.2776 | 0 | 79502.2776
EDB-AD-GR-01 |  | 0 | 0 | 0
Modification on EDB-AD-GR-01 | 1 | 55662.0903 | 0 | 55662.0903
EPP-AD-GR-01 |  | 0 | 0 | 0
Modification on EPP-AD-GR-01 | 1 | 46913.691 | 0 | 46913.691
EPP-WH-GR-01 |  | 0 | 0 | 0
Modification on EPP-WH-GR-01 | 1 | 32600.991 | 0 | 32600.991
DB-AD-F-01 |  | 0 | 0 | 0
Modification on DB-AD-F-01 | 1 | 51684.591 | 0 | 51684.591
PP-AD-GR-01 |  | 0 | 0 | 0
Modification on PP-AD-GR-01 | 1 | 40552.65 | 0 | 40552.65
EPP-WH-GR-02 |  | 0 | 0 | 0
Modification on EPP-WH-GR-02 | 1 | 1590.141 | 0 | 1590.141
PP-WH-GR-01 |  | 0 | 0 | 0
Modification on PP-WH-GR-01 | 1 | 278302.341 | 0 | 278302.341
EMAS VO | 1 | 769500 | 0 | 769500
Supply, install, connect and test copper busway complete with all necessary accessories and ancillary works required as specified and as shown on drawings. |  | 0 | 0
Copper busway 4000A complete with all necessary accessories and ancillary works required as specified and as shown on drawings. |  | 0 | 0
Supply | 9 | 0 | 0 | 0
Install, Connect and Test | 9 | 0 | 0 | 0