## merged
SN | Description | Unit | Rate | MOS (Stock) | Stock Amount | Excess | Excess Amount | Part Number | Usage area/building | Quality status | MIR Refrence | Other Description | Qty | supply rate | install rate | Total Amount
| 26 05 19 - 26 05 36- 26 05 39 - 26 05 43 - LOW VOLTAGE ELECTRICAL POWER CONDUCTORS AND CABLES | [10 empty] | 26 05 19 - 26 05 36- 26 05 39 - 26 05 43 - LOW VOLTAGE ELECTRICAL POWER CONDUCTORS AND CABLES | 0 | 0 | 0 | 0
H | CABLE FEEDERS | [10 empty] | CABLE FEEDERS | 0 | 0 | 0 | 0
H1 | CU/XLPE/PVC cable [(4x4)mm2 )]] | [10 empty] | CU/XLPE/STA/PVC cable [(3x185+95)mm2 +95mm2)]. | 0 | 0 | 0 | 0
|  | m | 37.8 | 0 | 0 |  | 0
H2 | CU/XLPE/PVC cable [(4x4)mm2 + 4mm2)]] | [5 empty] | 0 |  |  |  |  | CU/XLPE/STA/PVC cable [(3x185+95)mm2 +95mm2)]. | 0 | 0 | 0 | 0
|  | m | 45.36 | 0 | 0 |  | 0
H3 | CU/XLPE/PVC cable [(4x6)mm2 + 6mm2)]] | [5 empty] | 0 |  |  |  |  | CU/XLPE/STA/PVC cable [(3x185+95)mm2 +95mm2)]. | 0 | 0 | 0 | 0
|  | m | 65.88 | 0 | 0 |  | 0
H4 | CU/XLPE/PVC cable [(4x10)mm2 + 10mm2)]] | [5 empty] | 0 |  |  |  |  | CU/XLPE/STA/PVC cable [(3x185+95)mm2 +95mm2)]. | 0 | 0 | 0 | 0
|  | m | 103.68 | 45 | 4665.6 |  | 0 | NA | Main shed/Warehouse | Good | MIR-00156//00729
H5 | CU/XLPE/STA/PVC cable [(4x10)mm2 + 10mm2)]] | m | 114.48 | 487 | 55751.76 | 200 | 22896 | NA | Infra/Main shed | Good | MIR-0090/00156//00729 | CU/XLPE/STA/PVC cable [(3x185+95)mm2 +95mm2)]. | 0 | 0 | 0 | 0
H6 | CU/XLPE/PVC cable [(4x16)mm2 + 16mm2)]] and all necessary accessories and ancillary works required as specified and as shown on drawings. | [5 empty] | 0 |  |  |  |  | CU/XLPE/PVC cable [(4x16)mm2 + 16mm2)]] and all necessary accessories and ancillary works required as specified and as shown on drawings. | 0 | 0 | 0 | 0
| Supply | m | 156.6 | 0 | 0 |  | 0
| Install, Connect and Test | m |  |  |  |  | 0 |  |  |  |  | Install, Connect and Test | 3000 | 0 | 63.72 | 191160
H7 | CU/XLPE/STA/PVC cable [(4x16)mm2 + 16mm2)]] and all necessary accessories and ancillary works required as specified and as shown on drawings. | [5 empty] | 0 |  |  |  |  | CU/XLPE/STA/PVC cable [(4x16)mm2 + 16mm2)]] and all necessary accessories and ancillary works required as specified and as shown on drawings. | 0 | 0 | 0 | 0
| Supply | m | 169.56 | 0 | 0 |  | 0
| Install, Connect and Test | m |  |  |  |  | 0 |  |  |  |  | Install, Connect and Test | 3000 | 0 | 63.72 | 191160
H8 | CU/XLPE/PVC cable [(4x25)mm2 + 16mm2]] and all necessary accessories and ancillary works required as specified and as shown on drawings. | [5 empty] | 0 |  |  |  |  | CU/XLPE/PVC cable [(4x25)mm2 + 16mm2]] and all necessary accessories and ancillary works required as specified and as shown on drawings. | 0 | 0 | 0 | 0
| Supply | m | 222.48 | 0 | 0 |  | 0
| Install, Connect and Test | m |  |  |  |  | 0 |  |  |  |  | Install, Connect and Test | 3000 | 0 | 63.72 | 191160
H10 | CU/XLPE/PVC cable [(4x35)mm2 + 16mm2)]] and all necessary accessories and ancillary works required as specified and as shown on drawings. | [5 empty] | 0 |  |  |  |  | CU/XLPE/PVC cable [(4x35)mm2 + 16mm2)]] and all necessary accessories and ancillary works required as specified and as shown on drawings. | 0 | 0 | 0 | 0
| Supply | m | 291.6 | 0 | 0 |  | 0
| Install, Connect and Test | m |  |  |  |  | 0 |  |  |  |  | Install, Connect and Test | 3000 | 0 | 63.72 | 191160
H11 | CU/XLPE/PVC cable [(3x50+25)mm2 + 25mm2)]] and all necessary accessories and ancillary works required as specified and as shown on drawings. | [5 empty] | 0 |  |  |  |  | CU/XLPE/PVC cable [(3x50+25)mm2 + 25mm2)]] and all necessary accessories and ancillary works required as specified and as shown on drawings. | 0 | 0 | 0 | 0
| Supply | m | 362.88 | 82 | 29756.16 |  | 0
| Install, Connect and Test | [5 empty] | 0 |  |  |  |  | Install, Connect and Test | 3000 | 0 | 63.72 | 191160
H12 | CU/XLPE/STA/PVC cable [(3x50+25)mm2 + 25mm2)]] and all necessary accessories and ancillary works required as specified and as shown on drawings. | [5 empty] | 0 |  |  |  |  | CU/XLPE/STA/PVC cable [(3x50+25)mm2 + 25mm2)]] and all necessary accessories and ancillary works required as specified and as shown on drawings. | 0 | 0 | 0 | 0
| Supply | m | 373.68 | 0 | 0 |  | 0
| Install, Connect and Test | m |  |  |  |  | 0 |  |  |  |  | Install, Connect and Test | 3000 | 0 | 63.72 | 191160
H13 | CU/XLPE/PVC cable [(3x70+35)mm2 + 35mm2)]] | m | 517.32 | 153 | 79149.96 | 153 | 79149.96 | NA | Main shed | Good | MIR-00079 | CU/XLPE/STA/PVC cable [(3x185+95)mm2 +95mm2)]. | 0 | 0 | 0 | 0
H14 | CU/XLPE/STA/PVC cable [(3x70+35)mm2 + 35mm2)]] | m | 528.12 | 405 | 213888.6 | 405 | 213888.6 | NA | Infra/Main shed | Good | MIR-00079 | CU/XLPE/STA/PVC cable [(3x185+95)mm2 +95mm2)]. | 0 | 0 | 0 | 0
H15 | CU/XLPE/PVC cable [(3x95+50)mm2 + 50mm2)]] and all necessary accessories and ancillary works required as specified and as shown on drawings. | [5 empty] | 0 |  |  |  |  | CU/XLPE/PVC cable [(3x95+50)mm2 + 50mm2)]] and all necessary accessories and ancillary works required as specified and as shown on drawings. | 0 | 0 | 0 | 0
| Supply |  | 711.72 | 0 | 0 |  | 0
| Install, Connect and Test | 197.64 |  |  |  |  | 0 |  |  |  |  | Install, Connect and Test | 3000 | 0 | 63.72 | 191160
H16 | CU/STA/PVC cable [(3x95+50)mm2 + 50mm2)]] | m | 729 | 62 | 45198 | 62 | 45198 | NA | Infra/Main shed | Good | MIR-00079//00113//00119 | CU/XLPE/STA/PVC cable [(3x185+95)mm2 +95mm2)]. | 0 | 0 | 0 | 0
H17 | CU/XLPE/PVC cable [(3x120+70)mm2 + 70mm2)]] |  | 916.92 | 27 | 24756.84 | 27 | 24756.84 | NA | Main shed/substations | Good | MIR-00111//00113//00119 | CU/XLPE/STA/PVC cable [(3x185+95)mm2 +95mm2)]. | 0 | 0 | 0 | 0
H19 | CU/XLPE/PVC cable [(3x150+70)mm2 + 70mm2)]] | m | 1070.28 | 23 | 24616.44 | 23 | 24616.44 | NA | Main shed/substations | Good | MIR-00079 | CU/XLPE/STA/PVC cable [(3x185+95)mm2 +95mm2)]. | 0 | 0 | 0 | 0
H20 | CU/XLPE/PVC cable [(3x185+95)mm2 + 95mm2)]] | m | 1379.16 | 1620 | 2234239.2 | 1620 | 2234239.2 | NA | Main shed/substations | Good | MIR-00063//00082//00075 | CU/XLPE/STA/PVC cable [(3x185+95)mm2 +95mm2)]. | 0 | 0 | 0 | 0
H22 | CU/XLPE/PVC cable [(3x240+120)mm2 +120mm2)]. | m | 1786.32 | 107 | 191136.24 | 107 | 191136.24 | NA | Main shed/substations | Good | MIR-000120 | CU/XLPE/STA/PVC cable [(3x185+95)mm2 +95mm2)]. | 0 | 0 | 0 | 0
H25 | AL/XLPE/STA/PVC cable [(4x16)mm2 + 16mm2)]. and all necessary accessories and ancillary works . | [5 empty] | 0 |  |  |  |  | AL/XLPE/STA/PVC cable [(4x16)mm2 + 16mm2)]. and all necessary accessories and ancillary works . | 0 | 0 | 0 | 0
|  | m | 169.56 | 71 | 12038.76 | 0 | 0
T | MV CABLE FEEDERS | [5 empty] | 0 |  |  |  |  | MV CABLE FEEDERS | 0 | 0 | 0 | 0
T1 | AL/XLPE/STA/PVC 18/30 KV cable (3x240)mm2. | [5 empty] | 0 |  |  |  |  | CU/XLPE/STA/PVC cable [(3x185+95)mm2 +95mm2)]. | 0 | 0 | 0 | 0
|  | m | 554.04 | 381 | 211089.24 | 381 | 211089.24 | NA | Infra | Good | MIR-00073
L | 26 36 00-TRANSFER SWITCHES | [5 empty] | 0 |  |  |  |  | 26 36 00-TRANSFER SWITCHES | 0 | 0 | 0 | 0
L-1 | Static transfer switch (40A, 1-ph) | Nr |  | 1 | 0 | 1 | 0 | NA | Admin | Good | MIR-0041 | One gang,One Way 10A modular Switch (water proof) | 0 | 0 | 0 | 0
| 26 05 19-LOW VOLTAGE ELECTRICAL POWER CONDUCTORS AND CABLES | [5 empty] | 0 |  |  |  |  | 26 05 19-LOW VOLTAGE ELECTRICAL POWER CONDUCTORS AND CABLES | 0 | 0 | 0 | 0
| 26 05 19 - 26 05 36- 26 05 39 - 26 05 43 - LOW VOLTAGE ELECTRICAL POWER CONDUCTORS AND CABLES | [5 empty] | 0 |  |  |  |  | 26 05 19 - 26 05 36- 26 05 39 - 26 05 43 - LOW VOLTAGE ELECTRICAL POWER CONDUCTORS AND CABLES | 0 | 0 | 0 | 0
H | CABLE FEEDERS | [5 empty] | 0 |  |  |  |  | CABLE FEEDERS | 0 | 0 | 0 | 0
H9 | CU/XLPE/STA/PVC cable [(4x25)mm2 + 16mm2]. | m | 405.08 | 214 | 86687.12 | 214 | 86687.12 | NA | Infra/Main shed | Good | MIR-00079//00729 | CU/XLPE/STA/PVC cable [(3x185+95)mm2 +95mm2)]. | 0 | 0 | 0 | 0
H18 | CU/XLPE/STA/PVC cable [(3x120+70)mm2 + 70mm2)] | m | 1674.4 | 152 | 254508.8 | 152 | 254508.8 | NA | Infra/Main shed | Good | MIR-00119 | CU/XLPE/STA/PVC cable [(3x185+95)mm2 +95mm2)]. | 0 | 0 | 0 | 0
H21 | CU/XLPE/STA/PVC cable [(3x185+95)mm2 +95mm2)]. | m | 2496.84 | 366 | 913843.44 | 366 | 913843.44 | NA | Infra/Main shed | Good | MIR-00063 | CU/XLPE/STA/PVC cable [(3x185+95)mm2 +95mm2)]. | 0 | 0 | 0 | 0
| Special Cables DIV-26 New | [5 empty] | 0 |  |  |  |  | Special Cables DIV-26 New | 0 | 0 | 0 | 0
I | starr, geeignet für aussen ( und innen) solid, for outdoor + indoor use able for wiring in ground UV resistance (NYY-J) U =600V /1kV wire color coded -10..+70grd | [5 empty] | 0
A1 | NYY‐J 3x1,5 RE 0,6/1kV | m | 27.92 | 101 | 2819.92 | 101 | 2819.92 | NYY‐J 3x1,5 RE 0,6/1kV | Miscellaneous | Good
A2 | NYY‐J 4x1,5 RE 0,6/1kV | m | 33.71 | 0 | 0 | 0 | 0
A3 | NYY‐J 4x2,5 RE 0,6/1kV | m | 49 | 46 | 2254 | 46 | 2254 | NYY‐J 4x2,5 RE 0,6/1kV | Miscellaneous | Good
A4 | NYY‐J 4x4 RE 0,6/1kV | m | 68.83 | 0 | 0 | 0 | 0 | NYY‐J 4x4 RE 0,6/1kV | Miscellaneous | Good
A5 | NYY‐J 4x6 RE 0,6/1kV | m | 97.74 | 32 | 3127.68 | 32 | 3127.68 | NYY‐J 4x6 RE 0,6/1kV | Miscellaneous | Good
A6 | NYY‐J 4x10 RE 0,6/1kV | m | 150.09 | 22 | 3301.98 | 22 | 3301.98 | NYY‐J 4x10 RE 0,6/1kV | Miscellaneous | Good
A7 | NYY‐J 4x16 RE 0,6/1kV | m | 241.27 | 0 | 0 | 0 | 0
A8 | NYY‐J 4x25 RM 0,6/1kV | m | 358.12 | 0 | 0 | 0 | 0
A9 | NYY‐J 4x70 SM 0,6/1kV | m | 906.11 | 108 | 97859.88 | 108 | 97859.88 | NYY‐J 4x70 SM 0,6/1kV | Miscellaneous | Good
A10 | NYY‐J 3x25 RM/16 RE 0,6/1kV | m | 342.87 | 0 | 0 | 0 | 0
A11 | NYY‐J 3x35 SM/16 RE 0,6/1kV | m | 416.66 | 197 | 82082.02 | 197 | 82082.02 | NYY‐J 3x35 SM/16 RE 0,6/1kV | Miscellaneous | Good
A12 | NYY‐J 3x50 SM/25 RM 0,6/1kV | m | 594.63 | 120 | 71355.6 | 120 | 71355.6 | NYY‐J 3x50 SM/25 RM 0,6/1kV | Miscellaneous | Good
A13 | NYY‐J 3x70 SM/35 SM 0,6/1kV | m | 777.38 | 148 | 115052.24 | 148 | 115052.24 | NYY‐J 3x70 SM/35 SM 0,6/1kV | Miscellaneous | Good
A14 | NYY‐J 3x120 SM/70 SM 0,6/1kV | m | 1360.42 | 130 | 176854.6 | 130 | 176854.6 | NYY‐J 3x120 SM/70 SM 0,6/1kV | Miscellaneous | Good
A15 | NYY‐J 3x150 SM/70 SM 0,6/1kV | [5 empty] | 0
|  | m | 1668.26 | 5 | 8341.3 | 5 | 8341.3 | NYY‐J 3x150 SM/70 SM 0,6/1kV | Miscellaneous | Good
A16 | NYY‐J 3x185 SM/95 SM 0,6/1kV | m | 2046.54 | 234 | 478890.36 | 234 | 478890.36 | NYY‐J 3x185 SM/95 SM 0,6/1kV | Miscellaneous | Good
A17 | NYCY 3x2,5 RE/2,5 0,6/1kV | [5 empty] | 0 |  |  |  |  | NYCY 3x2,5 RE/2,5 0,6/1kV | 0 | 0 | 0 | 0
|  | m | 65.24 | 0 | 0 | 0 | 0
B | Flexibel , für innen flexible, indoor use not UV resistance (H05VV5-F oder YSLY-J) wire numbered U = 300V / 500V alternativ: Helu JZ-750 U=450/700V -40..+80grd G = with protective conductor gn-ge x = without protective conductor | [5 empty] | 0
B1 | ÖLFLEX CLASSIC 110 3G0,75 | m | 13.7235 | 0 | 0 | 0 | 0
B2 | ÖLFLEX CLASSIC 110 3G1 | m | 16.9602 | 1157 | 19622.9625 | 1157 | 19622.9625 | ÖLFLEX CLASSIC 110 3G1 | Miscellaneous | Good
B3 | ÖLFLEX CLASSIC 110 3G1,5 | m | 21.3814 | 0 | 0 | 0 | 0
B4 | ÖLFLEX CLASSIC 110 4G0,75 | m | 18.4615 | 0 | 0 | 0 | 0
B5 | ÖLFLEX CLASSIC 110 4G1,5 | m | 26.9596 | 349 | 9408.9043 | 349 | 9408.9043 | ÖLFLEX CLASSIC 110 4G1,5 | Miscellaneous | Good
B6 | ÖLFLEX CLASSIC 110 4G2,5 | m | 41.0772 | 57 | 2341.4018 | 57 | 2341.4018 | ÖLFLEX CLASSIC 110 4G2,5 | Miscellaneous | Good
B7 | ÖLFLEX CLASSIC 110 4G4 | m | 62.5856 | 566 | 35423.4375 | 566 | 35423.4375 | ÖLFLEX CLASSIC 110 4G4 | Miscellaneous | Good
B8 | ÖLFLEX CLASSIC 110 4G6 | [5 empty] | 0
| Supply | m | 88.3884 | 17 | 1502.6035 | 17 | 1502.6035 | ÖLFLEX CLASSIC 110 4G6 | Miscellaneous | Good
| Install, Connect and Test | m |  |  |  |  | 0 |  |  |  |  | Install, Connect and Test | 3000 | 0 | 63.72 | 191160
B9 | ÖLFLEX CLASSIC 110 4G10 | [5 empty] | 0
| Supply | m | 143.4127 | 113 | 16205.6349 | 113 | 16205.6349 | ÖLFLEX CLASSIC 110 4G10 | Miscellaneous | Good
| Install, Connect and Test | [5 empty] | 0 |  |  |  |  | Install, Connect and Test | 3000 | 0 | 63.72 | 191160
B10 | ÖLFLEX CLASSIC 110 4G16 | [5 empty] | 0
| Supply | m | 220.6808 | 100 | 22068.0801 | 100 | 22068.0801 | ÖLFLEX CLASSIC 110 4G16 | Miscellaneous | Good
B11 | ÖLFLEX CLASSIC 110 4G25 | [5 empty] | 0
| Supply | m | 350.494 | 0 | 0 | 0 | 0
B12 | ÖLFLEX CLASSIC 110 4G35 | [5 empty] | 0
| Supply | m | 484.508 | 0 | 0 | 0 | 0
B13 | ÖLFLEX CLASSIC 110 5G0,75 | [5 empty] | 0
|  | m | 19.1254 | 1627 | 31116.9758 | 1627 | 31116.9758 | ÖLFLEX CLASSIC 110 5G0,75 | Miscellaneous | Good
B14 | ÖLFLEX CLASSIC 110 5G1 | [5 empty] | 0
|  | m | 24.9377 | 319 | 7955.1243 | 319 | 7955.1243 | ÖLFLEX CLASSIC 110 5G1 | Miscellaneous | Good
B15 | ÖLFLEX CLASSIC 110 5G1,5 | [5 empty] | 0
|  | m | 33.1851 | 0 | 0 | 0 | 0
B16 | ÖLFLEX CLASSIC 110 5G2,5 | [5 empty] | 0
|  | m | 51.3604 | 37 | 1900.3331 | 37 | 1900.3331 | ÖLFLEX CLASSIC 110 5G2,5 | Miscellaneous | Good
B17 | ÖLFLEX CLASSIC 110 5G4 | [5 empty] | 0
|  | m | 74.5353 | 1 | 74.5353 | 1 | 74.5353 | ÖLFLEX CLASSIC 110 5G4 | Miscellaneous | Good
B18 | ÖLFLEX CLASSIC 110 7G1 | [5 empty] | 0
|  | m | 35.7745 | 5 | 178.8726 | 5 | 178.8726 | ÖLFLEX CLASSIC 110 7G1 | Miscellaneous | Good
B19 | ÖLFLEX CLASSIC 110 7G1,5 | [5 empty] | 0
|  | m | 45.5535 | 0 | 0 | 0 | 0
B20 | ÖLFLEX CLASSIC 110 7G2,5 | [5 empty] | 0
|  | m | 67.7836 | 84 | 5693.8236 | 84 | 5693.8236 | ÖLFLEX CLASSIC 110 7G2,5 | Miscellaneous | Good
B21 | ÖLFLEX CLASSIC 110 7G4 |  | 115.935 |  |  |  | 0
B22 | ÖLFLEX CLASSIC 110 12G0,75 | [5 empty] | 0
|  | m | 49.8233 | 0 | 0 | 0 | 0
B23 | ÖLFLEX CLASSIC 110 12G1 | [5 empty] | 0
|  | m | 57.674 | 35 | 2018.5909 | 35 | 2018.5909 | ÖLFLEX CLASSIC 110 12G1 | Miscellaneous | Good
B24 | ÖLFLEX CLASSIC 110 12G1,5 | [5 empty] | 0
|  | m | 74.6152 | 0 | 0 | 0 | 0
B25 | ÖLFLEX CLASSIC 110 12G2,5 | m | 115.6595 | 47 | 5435.9983 | 47 | 5435.9983 | ÖLFLEX CLASSIC 110 12G2,5 | Miscellaneous | Good
B26 | ÖLFLEX CLASSIC 110 18G1,5 | m | 110.7012 | 33 | 3653.1382 | 33 | 3653.1382 | ÖLFLEX CLASSIC 110 18G1,5 | Miscellaneous | Good
B27 | ÖLFLEX CLASSIC 110 25G1,5 | m | 141.2778 | 512 | 72334.2538 | 512 | 72334.2538 | ÖLFLEX CLASSIC 110 25G1,5 | Miscellaneous | Good
C | Flexibel , für innen flexible, indoor use not UV resistance Adern farbig U = 600V / 1kV G = with protective conductor gn-ge x = without protective conductor | [5 empty] | 0
C1 | ÖLFLEX CLASSIC 100 450/750V 4G70 | m |  | 45 | 0 | 45 | 0 | ÖLFLEX CLASSIC 100 450/750V 4G70 | Miscellaneous | Good
D | Flexibel , für aussen ( und innen ) flexible, outdoor + indoor use UV resistance , no ground wiring wire numbered U = 600V / 1kV Lapp: -30..+70grd Helu: -40..+80grd G = with protective conductor gn-ge x = without protective conductor | [5 empty] | 0
D1 | ÖLFLEX CLASSIC 110 Black 0,6/1kV 3G0,75 | m | 18.0758 | 0 | 0 | 0 | 0
D2 | ÖLFLEX CLASSIC 110 Black 0,6/1kV 3G1 | m | 21.3126 | 26 | 554.1267 | 26 | 554.1267 | ÖLFLEX CLASSIC 110 Black 0,6/1kV 3G1 | Miscellaneous | Good
D3 | ÖLFLEX CLASSIC 110 Black 0,6/1kV 3G1,5 | m | 27.1717 | 23 | 624.9496 | 23 | 624.9496 | ÖLFLEX CLASSIC 110 Black 0,6/1kV 3G1,5 | Miscellaneous | Good
D4 | ÖLFLEX CLASSIC 110 Black 0,6/1kV 3G2,5 | m | 41.5593 | 0 | 0 | 0 | 0
D5 | ÖLFLEX CLASSIC 110 Black 0,6/1kV 4G0,75 | [5 empty] | 0
|  | m | 22.8965 | 63 | 1442.4791 | 63 | 1442.4791 | ÖLFLEX CLASSIC 110 Black 0,6/1kV 4G0,75 | Miscellaneous | Good
D6 | ÖLFLEX CLASSIC 110 Black 0,6/1kV 4G1,5 | m | 32.8821 | 240 | 7891.7092 | 240 | 7891.7092 | ÖLFLEX CLASSIC 110 Black 0,6/1kV 4G1,5 | Miscellaneous | Good
D7 | ÖLFLEX CLASSIC 110 Black 0,6/1kV 4G2,5 | m | 48.0327 | 550 | 26418.0017 | 550 | 26418.0017 | ÖLFLEX CLASSIC 110 Black 0,6/1kV 4G2,5 | Miscellaneous | Good
D8 | ÖLFLEX CLASSIC 110 Black 0,6/1kV 4G4 | m | 70.1802 | 109 | 7649.638 | 109 | 7649.638 | ÖLFLEX CLASSIC 110 Black 0,6/1kV 4G4 | Miscellaneous | Good
D9 | ÖLFLEX CLASSIC 110 Black 0,6/1kV 4G6 | m | 98.5807 | 26 | 2563.0974 | 26 | 2563.0974 | ÖLFLEX CLASSIC 110 Black 0,6/1kV 4G6 | Miscellaneous | Good
D10 | ÖLFLEX CLASSIC 110 Black 0,6/1kV 4G10 | m | 167.7225 | 50 | 8386.1269 | 50 | 8386.1269 | ÖLFLEX CLASSIC 110 Black 0,6/1kV 4G10 | Miscellaneous | Good
D11 | ÖLFLEX CLASSIC 110 Black 0,6/1kV 4G16 | m | 248.434 | 324 | 80492.6036 | 324 | 80492.6036 | ÖLFLEX CLASSIC 110 Black 0,6/1kV 4G16 | Miscellaneous | Good
D12 | ÖLFLEX CLASSIC 110 Black 0,6/1kV 5G0,75 | m | 25.6511 | 72 | 1846.8828 | 72 | 1846.8828 | ÖLFLEX CLASSIC 110 Black 0,6/1kV 5G0,75 | Miscellaneous | Good
D13 | ÖLFLEX CLASSIC 110 Black 0,6/1kV 5G1 | m | 31.4497 | 90 | 2830.4731 | 90 | 2830.4731 | ÖLFLEX CLASSIC 110 Black 0,6/1kV 5G1 | Miscellaneous | Good
D14 | ÖLFLEX CLASSIC 110 Black 0,6/1kV 5G1,5 | m | 39.9065 | 439 | 17518.9513 | 439 | 17518.9513 | ÖLFLEX CLASSIC 110 Black 0,6/1kV 5G1,5 | Miscellaneous | Good
D15 | ÖLFLEX CLASSIC 110 Black 0,6/1kV 5G2,5 | m | 60.291 | 240 | 14469.828 | 240 | 14469.828 | ÖLFLEX CLASSIC 110 Black 0,6/1kV 5G2,5 | Miscellaneous | Good
D16 | ÖLFLEX CLASSIC 110 Black 0,6/1kV 5G4 | [5 empty] | 0
|  | m | 87.2866 | 0 | 0 | 0 | 0
D17 | ÖLFLEX CLASSIC 110 Black 0,6/1kV 5G10 | [5 empty] | 0
|  | m | 213.7253 | 0 | 0 | 0 | 0
D18 | ÖLFLEX CLASSIC 110 Black 0,6/1kV 7G0,75 | m | 34.6726 | 120 | 4160.7178 | 120 | 4160.7178 | ÖLFLEX CLASSIC 110 Black 0,6/1kV 7G0,75 | Miscellaneous | Good
D19 | ÖLFLEX CLASSIC 110 Black 0,6/1kV 7G1 | [5 empty] | 0
| Supply | m | 40.7329 | 41 | 1670.0486 | 41 | 1670.0486 | ÖLFLEX CLASSIC 110 Black 0,6/1kV 7G1 | Miscellaneous | Good
D20 | ÖLFLEX CLASSIC 110 Black 0,6/1kV 7G1,5 | [5 empty] | 0
|  | m | 51.2006 | 15 | 768.0088 | 15 | 768.0088 | ÖLFLEX CLASSIC 110 Black 0,6/1kV 7G1,5 | Miscellaneous | Good
D21 | ÖLFLEX CLASSIC 110 Black 0,6/1kV 7G2,5 | [5 empty] | 0
|  | m | 77.9207 | 142 | 11064.7464 | 142 | 11064.7464 | ÖLFLEX CLASSIC 110 Black 0,6/1kV 7G2,5 | Miscellaneous | Good
D22 | ÖLFLEX CLASSIC 110 Black 0,6/1kV 12G1 | [5 empty] | 0
| Supply | m | 63.5965 | 0 | 0 | 0 | 0
D23 | ÖLFLEX CLASSIC 110 Black 0,6/1kV 12G1,5 | [5 empty] | 0
|  | m | 87.0111 | 255 | 22187.8341 | 255 | 22187.8341 | ÖLFLEX CLASSIC 110 Black 0,6/1kV 12G1,5 | Miscellaneous | Good
D24 | ÖLFLEX CLASSIC 110 Black 0,6/1kV 12G2,5 | [5 empty] | 0
|  | m | 133.5648 | 309 | 41271.5239 | 309 | 41271.5239 | ÖLFLEX CLASSIC 110 Black 0,6/1kV 12G2,5 | Miscellaneous | Good
D25 | ÖLFLEX CLASSIC 110 Black 0,6/1kV 18G1,5 | [5 empty] | 0
|  | m | 123.648 | 660 | 81607.7066 | 660 | 81607.7066 | ÖLFLEX CLASSIC 110 Black 0,6/1kV 18G1,5 | Miscellaneous | Good
D26 | ÖLFLEX CLASSIC 110 Black 0,6/1kV 25G1 | [5 empty] | 0
|  | m | 125.3559 | 150 | 18803.3891 | 150 | 18803.3891 | ÖLFLEX CLASSIC 110 Black 0,6/1kV 25G1 | Miscellaneous | Good
D27 | ÖLFLEX CLASSIC 110 Black 0,6/1kV 25G1,5 | [5 empty] | 0
|  | m | 167.089 | 105 | 17544.3415 | 105 | 17544.3415 | ÖLFLEX CLASSIC 110 Black 0,6/1kV 25G1,5 | Miscellaneous | Good
D28 | ÖLFLEX CLASSIC 110 Black 0,6/1kV 25G2,5 | [5 empty] | 0
|  | m | 268.8735 | 113 | 30382.7066 | 113 | 30382.7066 | ÖLFLEX CLASSIC 110 Black 0,6/1kV 25G2,5 | Miscellaneous | Good
E | einfach geschirmt, flexibel, für innen flexible, single shield, indoor use nicht UV-beständig, transparent Adern nummeriert U = 300V / 500V -40..+80grd YSLYCY-J (Ölflex FD Classic 810 CY) Helu:U = 300V / 500V Lapp: U= 300V/500 V ab 1,5mm2: 450/750V G = with protective conductor gn-ge x = without protective conductor | [5 empty] | 0
E1 | ÖLFLEX CLASSIC 110 CY 3G1,5 | m | 41.5868 | 118 | 4907.2465 | 118 | 4907.2465 | ÖLFLEX CLASSIC 110 CY 3G1,5 | Miscellaneous | Good
E2 | ÖLFLEX CLASSIC 110 CY 4G2,5 | [5 empty] | 0
|  | m | 74.1744 | 0 | 0 | 0 | 0
E3 | ÖLFLEX CLASSIC 110 CY 4G4 | [5 empty] | 0
| Supply | m | 102.3545 | 24 | 2456.5092 | 24 | 2456.5092 | ÖLFLEX CLASSIC 110 CY 4G4 | Miscellaneous | Good
E4 | ÖLFLEX CLASSIC 110 CY 4G6 | [5 empty] | 0
|  | m | 135.3553 | 30 | 4060.6599 | 30 | 4060.6599 | ÖLFLEX CLASSIC 110 CY 4G6 | Miscellaneous | Good
E5 | ÖLFLEX CLASSIC 110 CY 4G10 | [5 empty] | 0
|  | m | 220.061 | 7 | 1540.427 | 7 | 1540.427 | ÖLFLEX CLASSIC 110 CY 4G10 | Miscellaneous | Good
E6 | ÖLFLEX CLASSIC 110 CY 4G16 | [5 empty] | 0
|  | m | 2609.5186 | 14 | 36533.26 | 14 | 36533.26 | ÖLFLEX CLASSIC 110 CY 4G16 | Miscellaneous | Good
E7 | ÖLFLEX CLASSIC 110 CY BK 0,6/1kV 4G50 | [5 empty] | 0
|  | m | 903.2157 | 28 | 25290.0401 | 28 | 25290.0401 | ÖLFLEX CLASSIC 110 CY BK 0,6/1kV 4G50 | Miscellaneous | Good
E8 | ÖLFLEX CLASSIC 110 CY BK 0,6/1kV 4G70 | [5 empty] | 0
|  | m | 1247.5477 | 14 | 17465.6682 | 14 | 17465.6682 | ÖLFLEX CLASSIC 110 CY BK 0,6/1kV 4G70 | Miscellaneous | Good
E9 | ÖLFLEX CLASSIC 110 CY 7G1,5 | [5 empty] | 0
|  | m | 91.9695 | 0 | 0 | 0 | 0 |  | Miscellaneous | Good
F | einfach geschirmt, flexibel, für innen flexible, single shield, indoor use nicht UV-beständig, transparent Adern nummeriert U = 300V / 500V -40..+80grd YSLYCY-J (Ölflex FD Classic 810 CY) Helu:U = 300V / 500V Lapp: U= 300V/500 V ab 1,5mm2: 450/750V G = with protective conductor gn-ge x = without protective conductor | [5 empty] | 0
F1 | ÖLFLEX SERVO 2YSLCYK‐JB 3X70+3G10 BK | [5 empty] | 0
|  | m | 1064.3631 | 74 | 78762.8693 | 74 | 78762.8693 | ÖLFLEX SERVO 2YSLCYK‐JB 3X70+3G10 BK | Miscellaneous | Good
F2 | ÖLFLEX SERVO 2YSLCYK‐JB 3X95+3G16 BK | [5 empty] | 0
|  | m | 1441.2001 | 548 | 789777.629 | 548 | 789777.629 | ÖLFLEX SERVO 2YSLCYK‐JB 3X95+3G16 BK | Miscellaneous | Good
F3 | ÖLFLEX SERVO 2YSLCYK‐JB 3X150+3G25 BK | [5 empty] | 0
|  | m | 2196.8022 | 86 | 188924.991 | 86 | 188924.991 | ÖLFLEX SERVO 2YSLCYK‐JB 3X150+3G25 BK | Miscellaneous | Good
F4 | ÖLFLEX SERVO 2YSLCYK‐JB 3X95+3G16 BK |  |  | 0 | 0 | 0 | 0 | ÖLFLEX SERVO 2YSLCYK‐JB 3X95+3G16 BK | Miscellaneous | Good
|  | m | 1470.3994 | 50 | 73519.9704 | 50 | 73519.9704
G | einfach geschirmt, flexibel, für innen flexible, single shield, indoor use color coded no ground wire -30..+80grd | [5 empty] | 0
G1 | UNITRONIC LiYCY 2x0,5 | [5 empty] | 0 | UNITRONIC LiYCY 2x0,5 | Miscellaneous | Good |  | UNITRONIC LiYCY 2x0,5 | 0 | 0 | 0 | 0
|  | m | 18.1447 | 162 | 2939.4433 | 162 | 2939.4433
G2 | UNITRONIC LiYCY 2x0,75 | [5 empty] | 0 |  |  |  |  | UNITRONIC LiYCY 2x0,75 | 0 | 0 | 0 | 0
|  | m | 19.1245 | 0 | 0 | 0 | 0
G3 | UNITRONIC LiYCY 3x0,5 | [5 empty] | 0 |  |  |  |  | UNITRONIC LiYCY 3x0,5 | 0 | 0 | 0 | 0
|  | m | 20.073 | 950 | 19069.3224 | 950 | 19069.3224 | UNITRONIC LiYCY 3x0,5 | Miscellaneous | Good
G4 | UNITRONIC LiYCY 4x0,5 | [5 empty] | 0 |  |  |  |  | UNITRONIC LiYCY 4x0,5 | 0 | 0 | 0 | 0
|  | m | 24.0672 | 62 | 1492.1678 | 62 | 1492.1678 | UNITRONIC LiYCY 4x0,5 | Miscellaneous | Good
G5 | UNITRONIC LiYCY 6x0,5 | [5 empty] | 0 |  |  |  |  | UNITRONIC LiYCY 6x0,5 | 0 | 0 | 0 | 0
|  | m | 34.8104 | 40 | 1392.4152 | 40 | 1392.4152 | UNITRONIC LiYCY 6x0,5 | Miscellaneous | Good
G6 | UNITRONIC LiYCY 7x0,5 | [5 empty] | 0 |  |  |  |  | UNITRONIC LiYCY 7x0,5 | 0 | 0 | 0 | 0
|  | m | 32.8821 | 17 | 558.9961 | 17 | 558.9961 | UNITRONIC LiYCY 7x0,5 | Miscellaneous | Good
G7 | UNITRONIC LiYCY 8x0,5 | [5 empty] | 0 |  |  |  |  | UNITRONIC LiYCY 8x0,5 | 0 | 0 | 0 | 0
|  | m | 37.7028 | 0 | 0 | 0 | 0
G8 | UNITRONIC LiYCY 12x0,5 | [5 empty] | 0 |  |  |  |  | UNITRONIC LiYCY 12x0,5 | 0 | 0 | 0 | 0
|  | m | 49.5478 | 0 | 0 | 0 | 0
G9 | UNITRONIC LiYCY 18x0,5 | [5 empty] | 0 |  |  |  |  | UNITRONIC LiYCY 18x0,5 | 0 | 0 | 0 | 0
|  | m | 67.1776 | 350 | 23512.1566 | 350 | 23512.1566
G10 | UNITRONIC LiYCY 25x0,5 | [5 empty] | 0 |  |  |  |  | UNITRONIC LiYCY 25x0,5 | 0 | 0 | 0 | 0
|  | m | 71.4473 | 44 | 3143.6815 | 44 | 3143.6815 | UNITRONIC LiYCY 25x0,5 | Miscellaneous | Good
H | einfach geschirmt, twisted pair single shield, twisted pair farbcodiert | [5 empty] | 0 |  |  |  |  | einfach geschirmt, twisted pair single shield, twisted pair farbcodiert | 0 | 0 | 0 | 0
H1 | UNITRONIC LiYCY (TP) 2x2x0,5 | [5 empty] | 0 |  |  |  |  | UNITRONIC LiYCY (TP) 2x2x0,5 | 0 | 0 | 0 | 0
|  | m | 28.6124 | 112 | 3204.5893 | 112 | 3204.5893 | UNITRONIC LiYCY (TP) 2x2x0,5 | Miscellaneous | Good
H2 | UNITRONIC LiYCY (TP) 3x2x0,5 | [5 empty] | 0 |  |  |  |  | UNITRONIC LiYCY (TP) 3x2x0,5 | 0 | 0 | 0 | 0
|  | m | 44.5894 | 30 | 1337.6823 | 30 | 1337.6823 | UNITRONIC LiYCY (TP) 3x2x0,5 | Miscellaneous | Good
H3 | UNITRONIC LiYCY (TP) 6x2x0,5 | [5 empty] | 0 |  |  |  |  | UNITRONIC LiYCY (TP) 6x2x0,5 | 0 | 0 | 0 | 0
|  | m | 64.4229 | 0 | 0 | 0 | 0
I | Flexibel für Energiekette mit UL/cUL flexible for energy chain UL/cUL nummerierte Adern PUR- Mantel Kleine Biegeradien UL/cUL approbiert für Nordamerika G = with protective conductor gn-ge x = without protective conductor | [5 empty] | 0
I1 | ÖLFLEX FD 855 P 3G1,5 | [5 empty] | 0
|  | m | 62.2468 | 30 | 1867.4027 | 30 | 1867.4027 | ÖLFLEX FD 855 P 3G1,5 | Miscellaneous | Good
I2 | ÖLFLEX FD 855 P 12G1,5 | [5 empty] | 0
|  | m | 183.0109 | 15 | 2745.1632 | 15 | 2745.1632 | ÖLFLEX FD 855 P 12G1,5 | Miscellaneous | Good
L | Erdung grounding | [5 empty] | 0 |  |  |  |  | Erdung grounding | 0 | 0 | 0 | 0
L1 | H07V‐K 1X16 GNYE | [5 empty] | 0
|  | m | 54.7816 | 904 | 49522.6006 | 904 | 49522.6006 | H07V‐K 1X16 GNYE | Miscellaneous | Good
L2 | H07V‐K 1X25 GNYE | [5 empty] | 0
|  | m | 89.2148 | 32 | 2854.8749 | 32 | 2854.8749 | H07V‐K 1X25 GNYE | Miscellaneous | Good
L3 | H07V‐K 1X50 GNYE | [5 empty] | 0
|  | m | 161.3868 | 451 | 72785.4598 | 451 | 72785.4598
L4 | H07V‐K 1X70 GNYE |  |  | 0 | 0 | 0 | 0 | H07V‐K 1X70 GNYE | Miscellaneous | Good
|  | m | 224.193 | 16 | 3587.0878 | 16 | 3587.0878
L5 | H07V‐K 1X95 GNYE | [5 empty] | 0
|  | m | 309.7251 | 50 | 15486.253 | 50 | 15486.253 | H07V‐K 1X95 GNYE | Miscellaneous | Good
M | Spezialleitung special cables | [5 empty] | 0 |  |  |  |  | Spezialleitung special cables | 0 | 0 | 0 | 0
M1 | ÖLFLEX CLASSIC 100 YELLOW 3G1,5 | [5 empty] | 0
|  | m | 26.8458 | 0 | 0 | 0 | 0
M2 | ÖLFLEX CLASSIC 110 Orange 3G1,5 | m | 28.0854 | 73 | 2050.2351 | 73 | 2050.2351 | ÖLFLEX CLASSIC 110 Orange 3G1,5 | Miscellaneous | Good
N | CABLE TRAYS FOR Equipement Cables | [5 empty] | 0 |  |  |  |  | CABLE TRAYS FOR Equipement Cables | 0 | 0 | 0 | 0
| Supply, install, test and put into operation cable trays system, complete with all elbows, tees, reducers, suspension elements, supports, connectors, bonding jumpers, earthing connector, fasteners, covers, studs, fire stopping material, warning signs, bolts, nuts, washers, covers, accessories and all related ancillary works. | [5 empty] | 0
| (200x100)mm | [5 empty] | 0 |  |  |  |  | (200x100)mm | 0 | 0 | 0 | 0
| Supply | 450 | 375.8416 | 200 | 75168.324 | 200 | 75168.324
| Install, Connect and Test | 450 |  |  |  |  | 0 |  |  |  |  | Install, Connect and Test | 3000 | 0 | 63.72 | 191160
| (300x100)mm | [5 empty] | 0 |  |  |  |  | (300x100)mm | 0 | 0 | 0 | 0
| Supply | 750 | 485.302 | 0 | 0 | 0 | 0
| Install, Connect and Test | 750 |  |  |  |  | 0 |  |  |  |  | Install, Connect and Test | 3000 | 0 | 63.72 | 191160
| (400x100)mm | [5 empty] | 0 |  |  |  |  | (400x100)mm | 0 | 0 | 0 | 0
| Supply | 1500 | 592.0779 | 300 | 177623.361 | 300 | 177623.361
| Install, Connect and Test | 1500 |  |  |  |  | 0 |  |  |  |  | Install, Connect and Test | 3000 | 0 | 63.72 | 191160
| (500x100)mm | [5 empty] | 0 |  |  |  |  | (500x100)mm | 0 | 0 | 0 | 0
| Supply | 380 | 809.3563 | -7 | -5665.4942 | -7 | -5665.4942
| Install, Connect and Test | 380 |  |  |  |  | 0 |  |  |  |  | Install, Connect and Test | 3000 | 0 | 63.72 | 191160
| (600x100)mm | [5 empty] | 0 |  |  |  |  | (600x100)mm | 0 | 0 | 0 | 0
| Supply | 720 | 930.5833 | 102 | 94919.5017 | 102 | 94919.5017
| Install, Connect and Test | 720 |  |  |  |  | 0 |  |  |  |  | Install, Connect and Test | 3000 | 0 | 63.72 | 191160
| Hot-Dip Galvanized Perforated Separator, for cable tray 100mm height, 1.5mm thickness, 3000mm length | [5 empty] | 0 |  |  |  |  | Hot-Dip Galvanized Perforated Separator, for cable tray 100mm height, 1.5mm thickness, 3000mm length | 0 | 0 | 0 | 0
| Supply | 7602 | 78.7495 | 750 | 59062.1625 | 750 | 59062.1625
| Install, Connect and Test | 7602 |  |  |  |  | 0 |  |  |  |  | Install, Connect and Test | 3000 | 0 | 63.72 | 191160
| DIVISION 29 - Special Equipement | [5 empty] | 0 |  |  |  |  | DIVISION 29 - Special Equipement | 0 | 0 | 0 | 0
| To Summary | [5 empty] | 0
| VO.(74) LOW VOLTAGE CABLES IMPACT DUE TO ADDING NEW PANELS. | [5 empty] | 0 |  |  |  |  | VO.(74) LOW VOLTAGE CABLES IMPACT DUE TO ADDING NEW PANELS. | 0 | 0 | 0 | 0
2.1.1 | CU/XLPE/PVC cable [(3x300+150mm2+150mm2)]. | Mt. | 9281.3364 | 52 | 482629.4928 | 52 | 482629.4928 | NA | INFRA | Good | MIR-00119 | CU/XLPE/STA/PVC cable [(3x185+95)mm2 +95mm2)]. | 0 | 0 | 0 | 0
2.1.2 | CU/XLPE/STA/PVC cable [(3x120+70)mm2 + 70mm2]. | Mt. | 4159.7241 | 181 | 752910.0569 | 181 | 752910.0569 | NA | INFRA | Good | MIR-00119 | CU/XLPE/STA/PVC cable [(3x185+95)mm2 +95mm2)]. | 0 | 0 | 0 | 0
2.1.3 | CU/XLPE/PVC cable [(3x120+70)mm2 + 70mm2]. and all necessary accessories and ancillary works required as specified and as shown on drawings. | [5 empty] | 0 |  |  |  |  | CU/XLPE/PVC cable [(3x120+70)mm2 + 70mm2]. and all necessary accessories and ancillary works required as specified and as shown on drawings. | 0 | 0 | 0 | 0
| Supply | Mt. | 3192.1538 |  |  |  | 0
| Install | Mt. |  |  |  |  | 0 |  |  |  |  | Install | Mt. | 0 | 109.08 | 27270
2.1.4 | CU/XLPE/PVC cable [(3x185+95)mm2 + 95mm2]. and all necessary accessories and ancillary works required as specified and as shown on drawings. | [5 empty] | 0 |  |  |  |  | CU/XLPE/PVC cable [(3x185+95)mm2 + 95mm2]. and all necessary accessories and ancillary works required as specified and as shown on drawings. | 0 | 0 | 0 | 0
| Supply | Mt. | 4780.3511 |  |  |  | 0
| Install | Mt. |  |  |  |  | 0 |  |  |  |  | Install | Mt. | 0 | 109.08 | 27270
2.1.5 | CU/XLPE/STA/PVC cable [(3x185+95)mm2 + 95mm2]. and all necessary accessories and ancillary works required as specified and as shown on drawings. | [5 empty] | 0 |  |  |  |  | CU/XLPE/STA/PVC cable [(3x185+95)mm2 + 95mm2]. and all necessary accessories and ancillary works required as specified and as shown on drawings. | 0 | 0 | 0 | 0
| Supply | Mt. | 5943.2875 |  |  |  | 0
| Install | Mt. |  |  |  |  | 0 |  |  |  |  | Install | Mt. | 0 | 109.08 | 27270
2.1.6 | CU/XLPE/PVC cable [(3x240+120)mm2 + 120mm2]. | Mt. | 6189.7684 | 95 | 588027.9942 | 95 | 588027.9942 | NA | Main shed | Good | MIR-00119 | CU/XLPE/STA/PVC cable [(3x185+95)mm2 +95mm2)]. | 0 | 0 | 0 | 0
2.1.7 | CU/XLPE/STA/PVC cable [(3x240+120)mm2 + 120mm2]. | [5 empty] | 0 | NA | INFRA | Good | MIR-00073 | CU/XLPE/STA/PVC cable [(3x185+95)mm2 +95mm2)]. | 0 | 0 | 0 | 0
|  | Mt. | 6276.8455 | 371 | 2328709.6879 | 371 | 2328709.6879
2.1.8 | CU/XLPE/PVC cable [(3x50+25)mm2 + 25mm2]. and all necessary accessories and ancillary works required as specified and as shown on drawings. | [5 empty] | 0 |  |  |  |  | CU/XLPE/PVC cable [(3x50+25)mm2 + 25mm2]. and all necessary accessories and ancillary works required as specified and as shown on drawings. | 0 | 0 | 0 | 0
| Supply | Mt. | 1256.8248 |  |  |  | 0
| Install | Mt. |  |  |  |  | 0 |  |  |  |  | Install | Mt. | 0 | 109.08 | 27270
2.1.10 | CU/XLPE/PVC cable [(4x16)mm2 + 16mm2]. and all necessary accessories and ancillary works required as specified and as shown on drawings. | [5 empty] | 0 |  |  |  |  | CU/XLPE/PVC cable [(4x16)mm2 + 16mm2]. and all necessary accessories and ancillary works required as specified and as shown on drawings. | 0 | 0 | 0 | 0
| Supply | Mt. | 520.4512 | 94 | 48922.4129 | 94 | 48922.4129
| Install | Mt. |  |  |  |  | 0 |  |  |  |  | Install | Mt. | 0 | 109.08 | 27270
2.1.11 | CU/XLPE/STA/PVC cable [(4x16)mm2 + 16mm2]. and all necessary accessories and ancillary works required as specified and as shown on drawings. | [5 empty] | 0 |  |  |  |  | CU/XLPE/STA/PVC cable [(4x16)mm2 + 16mm2]. and all necessary accessories and ancillary works required as specified and as shown on drawings. | 0 | 0 | 0 | 0
| Supply | Mt. | 637.1352 |  |  |  | 0
| Install | Mt. |  |  |  |  | 0 |  |  |  |  | Install | Mt. | 0 | 109.08 | 27270
2.1.12 | CU/XLPE/PVC cable [(4x25)mm2 + 16mm2]. and all necessary accessories and ancillary works required as specified and as shown on drawings. | [5 empty] | 0 |  |  |  |  | CU/XLPE/PVC cable [(4x25)mm2 + 16mm2]. and all necessary accessories and ancillary works required as specified and as shown on drawings. | 0 | 0 | 0 | 0
| Supply | Mt. | 763.3734 |  |  |  | 0
| Install | Mt. |  |  |  |  | 0 |  |  |  |  | Install | Mt. | 0 | 109.08 | 27270
2.1.13 | CU/XLPE/STA/PVC cable [(4x25)mm2 + 16mm2]. and all necessary accessories and ancillary works required as specified and as shown on drawings. | [5 empty] | 0 |  |  |  |  | CU/XLPE/STA/PVC cable [(4x25)mm2 + 16mm2]. and all necessary accessories and ancillary works required as specified and as shown on drawings. | 0 | 0 | 0 | 0
| Supply | Mt. | 1198.7784 |  |  |  | 0
| Install | Mt. |  |  |  |  | 0 |  |  |  |  | Install | Mt. | 0 | 109.08 | 27270
2.1.14 | CU/XLPE/PVC cable [(3x35+16)mm2 + 16mm2]. and all necessary accessories and ancillary works required as specified and as shown on drawings. | [5 empty] | 0 |  |  |  |  | CU/XLPE/PVC cable [(3x35+16)mm2 + 16mm2]. and all necessary accessories and ancillary works required as specified and as shown on drawings. | 0 | 0 | 0 | 0
| Supply | Mt. | 1002.7133 |  |  |  | 0
| Install | Mt. |  |  |  |  | 0 |  |  |  |  | Install | Mt. | 0 | 109.08 | 27270
2.1.15 | CU/XLPE/STA/PVC cable [(3x35+16)mm2 + 16mm2]. and all necessary accessories and ancillary works required as specified and as shown on drawings. | [5 empty] | 0 |  |  |  |  | CU/XLPE/STA/PVC cable [(3x35+16)mm2 + 16mm2]. and all necessary accessories and ancillary works required as specified and as shown on drawings. | 0 | 0 | 0 | 0
| Supply | Mt. | 989.4034 |  |  |  | 0
| Install | Mt. |  |  |  |  | 0 |  |  |  |  | Install | Mt. | 0 | 109.08 | 27270
2.1.16 | CU/XLPE/STA/PVC cable [(4x6)mm2 + 6mm2]. and all necessary accessories and ancillary works required as specified and as shown on drawings. | [5 empty] | 0 |  |  |  |  | CU/XLPE/STA/PVC cable [(4x6)mm2 + 6mm2]. and all necessary accessories and ancillary works required as specified and as shown on drawings. | mt | 0 | 0 | 0
| Supply | Mt. | 235.9201 |  |  |  | 0
| Install | Mt. |  |  |  |  | 0 |  |  |  |  | Install | Mt. | 0 | 109.08 | 27270
2.1.18 | CU/XLPE/PVC cable [(3x70+35)mm2 + 35mm2]. and all necessary accessories and ancillary works required as specified and as shown on drawings. | [5 empty] | 0 |  |  |  |  | CU/XLPE/PVC cable [(3x70+35)mm2 + 35mm2]. and all necessary accessories and ancillary works required as specified and as shown on drawings. | 0 | 0 | 0 | 0
| Supply | Mt. |  |  |  |  | 0
| Install | Mt. |  |  |  |  | 0 |  |  |  |  | Install | Mt. | 0 | 109.08 | 27270
2.1.19 | CU/XLPE/STA/PVC cable [(3x95+50)mm2 + 50mm2]. | Mt. | 3173.2625 | 187 | 593400.0838 | 187 | 593400.0838 | NA | INFRA | Good | MIR-00113 | CU/XLPE/STA/PVC cable [(3x185+95)mm2 +95mm2)]. | 0 | 0 | 0 | 0

## merged.with.functions
SN | Description | Unit | Rate | MOS (Stock) | Stock Amount | Excess | Excess Amount | Part Number | Usage area/building | Quality status | MIR Refrence | Other Description | Qty | supply rate | install rate | Total Amount
| 26 05 19 - 26 05 36- 26 05 39 - 26 05 43 - LOW VOLTAGE ELECTRICAL POWER CONDUCTORS AND CABLES | [10 empty] | 26 05 19 - 26 05 36- 26 05 39 - 26 05 43 - LOW VOLTAGE ELECTRICAL POWER CONDUCTORS AND CABLES | 0 | 37.8 | 0 | 1140480
H | CABLE FEEDERS | [10 empty] | CABLE FEEDERS | 0 | 37.8 | 63.72 | 722520
H1 | CU/XLPE/PVC cable [(4x4)mm2 )]] | [10 empty] | CU/XLPE/STA/PVC cable [(3x185+95)mm2 +95mm2)]. | 0 | 2496.8367 | 350.5916 | 1694219.832
|  | m | 37.8 | 0 | 0 |  | 0
H2 | CU/XLPE/PVC cable [(4x4)mm2 + 4mm2)]] | [5 empty] | 0 |  |  |  |  | CU/XLPE/STA/PVC cable [(3x185+95)mm2 +95mm2)]. | 0 | 2496.8367 | 350.5916 | 1694219.832
|  | m | 45.36 | 0 | 0 |  | 0
H3 | CU/XLPE/PVC cable [(4x6)mm2 + 6mm2)]] | [5 empty] | 0 |  |  |  |  | CU/XLPE/STA/PVC cable [(3x185+95)mm2 +95mm2)]. | 0 | 2496.8367 | 350.5916 | 1694219.832
|  | m | 65.88 | 0 | 0 |  | 0
H4 | CU/XLPE/PVC cable [(4x10)mm2 + 10mm2)]] | [5 empty] | 0 |  |  |  |  | CU/XLPE/STA/PVC cable [(3x185+95)mm2 +95mm2)]. | 0 | 2496.8367 | 350.5916 | 1694219.832
|  | m | 103.68 | 45 | 4665.6 |  | 0 | NA | Main shed/Warehouse | Good | MIR-00156//00729
H5 | CU/XLPE/STA/PVC cable [(4x10)mm2 + 10mm2)]] | m | 114.48 | 487 | 55751.76 | 200 | 22896 | NA | Infra/Main shed | Good | MIR-0090/00156//00729 | CU/XLPE/STA/PVC cable [(3x185+95)mm2 +95mm2)]. | 0 | 2496.8367 | 350.5916 | 1694219.832
H6 | CU/XLPE/PVC cable [(4x16)mm2 + 16mm2)]] and all necessary accessories and ancillary works required as specified and as shown on drawings. | [5 empty] | 0 |  |  |  |  | CU/XLPE/PVC cable [(4x16)mm2 + 16mm2)]] and all necessary accessories and ancillary works required as specified and as shown on drawings. | 0 | 156.6 | 106.92 | 457734.24
| Supply | m | 156.6 | 0 | 0 |  | 0
| Install, Connect and Test | m |  |  |  |  | 0 |  |  |  |  | Install, Connect and Test | 3000 | 0 | 63.72 | 191160
H7 | CU/XLPE/STA/PVC cable [(4x16)mm2 + 16mm2)]] and all necessary accessories and ancillary works required as specified and as shown on drawings. | [5 empty] | 0 |  |  |  |  | CU/XLPE/STA/PVC cable [(4x16)mm2 + 16mm2)]] and all necessary accessories and ancillary works required as specified and as shown on drawings. | 0 | 0 | 0 | 0
| Supply | m | 169.56 | 0 | 0 |  | 0
| Install, Connect and Test | m |  |  |  |  | 0 |  |  |  |  | Install, Connect and Test | 3000 | 0 | 63.72 | 191160
H8 | CU/XLPE/PVC cable [(4x25)mm2 + 16mm2]] and all necessary accessories and ancillary works required as specified and as shown on drawings. | [5 empty] | 0 |  |  |  |  | CU/XLPE/PVC cable [(4x25)mm2 + 16mm2]] and all necessary accessories and ancillary works required as specified and as shown on drawings. | 0 | 222.48 | 124.2 | 225342
| Supply | m | 222.48 | 0 | 0 |  | 0
| Install, Connect and Test | m |  |  |  |  | 0 |  |  |  |  | Install, Connect and Test | 3000 | 0 | 63.72 | 191160
H10 | CU/XLPE/PVC cable [(4x35)mm2 + 16mm2)]] and all necessary accessories and ancillary works required as specified and as shown on drawings. | [5 empty] | 0 |  |  |  |  | CU/XLPE/PVC cable [(4x35)mm2 + 16mm2)]] and all necessary accessories and ancillary works required as specified and as shown on drawings. | 0 | 291.6 | 141.48 | 173232
| Supply | m | 291.6 | 0 | 0 |  | 0
| Install, Connect and Test | m |  |  |  |  | 0 |  |  |  |  | Install, Connect and Test | 3000 | 0 | 63.72 | 191160
H11 | CU/XLPE/PVC cable [(3x50+25)mm2 + 25mm2)]] and all necessary accessories and ancillary works required as specified and as shown on drawings. | [5 empty] | 0 |  |  |  |  | CU/XLPE/PVC cable [(3x50+25)mm2 + 25mm2)]] and all necessary accessories and ancillary works required as specified and as shown on drawings. | 0 | 362.88 | 164.16 | 129124.8
| Supply | m | 362.88 | 82 | 29756.16 |  | 0
| Install, Connect and Test | [5 empty] | 0 |  |  |  |  | Install, Connect and Test | 3000 | 0 | 63.72 | 191160
H12 | CU/XLPE/STA/PVC cable [(3x50+25)mm2 + 25mm2)]] and all necessary accessories and ancillary works required as specified and as shown on drawings. | [5 empty] | 0 |  |  |  |  | CU/XLPE/STA/PVC cable [(3x50+25)mm2 + 25mm2)]] and all necessary accessories and ancillary works required as specified and as shown on drawings. | 0 | 373.68 | 126.36 | 75006
| Supply | m | 373.68 | 0 | 0 |  | 0
| Install, Connect and Test | m |  |  |  |  | 0 |  |  |  |  | Install, Connect and Test | 3000 | 0 | 63.72 | 191160
H13 | CU/XLPE/PVC cable [(3x70+35)mm2 + 35mm2)]] | m | 517.32 | 153 | 79149.96 | 153 | 79149.96 | NA | Main shed | Good | MIR-00079 | CU/XLPE/STA/PVC cable [(3x185+95)mm2 +95mm2)]. | 0 | 2496.8367 | 350.5916 | 1694219.832
H14 | CU/XLPE/STA/PVC cable [(3x70+35)mm2 + 35mm2)]] | m | 528.12 | 405 | 213888.6 | 405 | 213888.6 | NA | Infra/Main shed | Good | MIR-00079 | CU/XLPE/STA/PVC cable [(3x185+95)mm2 +95mm2)]. | 0 | 2496.8367 | 350.5916 | 1694219.832
H15 | CU/XLPE/PVC cable [(3x95+50)mm2 + 50mm2)]] and all necessary accessories and ancillary works required as specified and as shown on drawings. | [5 empty] | 0 |  |  |  |  | CU/XLPE/PVC cable [(3x95+50)mm2 + 50mm2)]] and all necessary accessories and ancillary works required as specified and as shown on drawings. | 0 | 711.72 | 197.64 | 477414
| Supply |  | 711.72 | 0 | 0 |  | 0
| Install, Connect and Test | 197.64 |  |  |  |  | 0 |  |  |  |  | Install, Connect and Test | 3000 | 0 | 63.72 | 191160
H16 | CU/STA/PVC cable [(3x95+50)mm2 + 50mm2)]] | m | 729 | 62 | 45198 | 62 | 45198 | NA | Infra/Main shed | Good | MIR-00079//00113//00119 | CU/XLPE/STA/PVC cable [(3x185+95)mm2 +95mm2)]. | 0 | 2496.8367 | 350.5916 | 1694219.832
H17 | CU/XLPE/PVC cable [(3x120+70)mm2 + 70mm2)]] |  | 916.92 | 27 | 24756.84 | 27 | 24756.84 | NA | Main shed/substations | Good | MIR-00111//00113//00119 | CU/XLPE/STA/PVC cable [(3x185+95)mm2 +95mm2)]. | 0 | 2496.8367 | 350.5916 | 1694219.832
H19 | CU/XLPE/PVC cable [(3x150+70)mm2 + 70mm2)]] | m | 1070.28 | 23 | 24616.44 | 23 | 24616.44 | NA | Main shed/substations | Good | MIR-00079 | CU/XLPE/STA/PVC cable [(3x185+95)mm2 +95mm2)]. | 0 | 2496.8367 | 350.5916 | 1694219.832
H20 | CU/XLPE/PVC cable [(3x185+95)mm2 + 95mm2)]] | m | 1379.16 | 1620 | 2234239.2 | 1620 | 2234239.2 | NA | Main shed/substations | Good | MIR-00063//00082//00075 | CU/XLPE/STA/PVC cable [(3x185+95)mm2 +95mm2)]. | 0 | 2496.8367 | 350.5916 | 1694219.832
H22 | CU/XLPE/PVC cable [(3x240+120)mm2 +120mm2)]. | m | 1786.32 | 107 | 191136.24 | 107 | 191136.24 | NA | Main shed/substations | Good | MIR-000120 | CU/XLPE/STA/PVC cable [(3x185+95)mm2 +95mm2)]. | 0 | 2496.8367 | 350.5916 | 1694219.832
H25 | AL/XLPE/STA/PVC cable [(4x16)mm2 + 16mm2)]. and all necessary accessories and ancillary works . | [5 empty] | 0 |  |  |  |  | AL/XLPE/STA/PVC cable [(4x16)mm2 + 16mm2)]. and all necessary accessories and ancillary works . | 0 | 169.56 | 96.12 | 929880
|  | m | 169.56 | 71 | 12038.76 | 0 | 0
T | MV CABLE FEEDERS | [5 empty] | 0 |  |  |  |  | MV CABLE FEEDERS | 0 | 554.04 | 159.84 | 6617230.2
T1 | AL/XLPE/STA/PVC 18/30 KV cable (3x240)mm2. | [5 empty] | 0 |  |  |  |  | CU/XLPE/STA/PVC cable [(3x185+95)mm2 +95mm2)]. | 0 | 2496.8367 | 350.5916 | 1694219.832
|  | m | 554.04 | 381 | 211089.24 | 381 | 211089.24 | NA | Infra | Good | MIR-00073
L | 26 36 00-TRANSFER SWITCHES | [5 empty] | 0 |  |  |  |  | 26 36 00-TRANSFER SWITCHES | 0 | 127619.28 | 0 | 255484.8
L-1 | Static transfer switch (40A, 1-ph) | Nr |  | 1 | 0 | 1 | 0 | NA | Admin | Good | MIR-0041 | One gang,One Way 10A modular Switch (water proof) | 0 | 153.36 | 280.8 | 6946.56
| 26 05 19-LOW VOLTAGE ELECTRICAL POWER CONDUCTORS AND CABLES | [5 empty] | 0 |  |  |  |  | 26 05 19-LOW VOLTAGE ELECTRICAL POWER CONDUCTORS AND CABLES | 0 | 874.8 | 0 | #VALUE!
| 26 05 19 - 26 05 36- 26 05 39 - 26 05 43 - LOW VOLTAGE ELECTRICAL POWER CONDUCTORS AND CABLES | [5 empty] | 0 |  |  |  |  | 26 05 19 - 26 05 36- 26 05 39 - 26 05 43 - LOW VOLTAGE ELECTRICAL POWER CONDUCTORS AND CABLES | 0 | 37.8 | 0 | 1140480
H | CABLE FEEDERS | [5 empty] | 0 |  |  |  |  | CABLE FEEDERS | 0 | 37.8 | 63.72 | 722520
H9 | CU/XLPE/STA/PVC cable [(4x25)mm2 + 16mm2]. | m | 405.08 | 214 | 86687.12 | 214 | 86687.12 | NA | Infra/Main shed | Good | MIR-00079//00729 | CU/XLPE/STA/PVC cable [(3x185+95)mm2 +95mm2)]. | 0 | 2496.8367 | 350.5916 | 1694219.832
H18 | CU/XLPE/STA/PVC cable [(3x120+70)mm2 + 70mm2)] | m | 1674.4 | 152 | 254508.8 | 152 | 254508.8 | NA | Infra/Main shed | Good | MIR-00119 | CU/XLPE/STA/PVC cable [(3x185+95)mm2 +95mm2)]. | 0 | 2496.8367 | 350.5916 | 1694219.832
H21 | CU/XLPE/STA/PVC cable [(3x185+95)mm2 +95mm2)]. | m | 2496.84 | 366 | 913843.44 | 366 | 913843.44 | NA | Infra/Main shed | Good | MIR-00063 | CU/XLPE/STA/PVC cable [(3x185+95)mm2 +95mm2)]. | 0 | 2496.8367 | 350.5916 | 1694219.832
| Special Cables DIV-26 New | [5 empty] | 0 |  |  |  |  | Special Cables DIV-26 New | 0 | 27.9237 | 0 | 53530.7113
I | starr, geeignet für aussen ( und innen) solid, for outdoor + indoor use able for wiring in ground UV resistance (NYY-J) U =600V /1kV wire color coded -10..+70grd | [5 empty] | 0
A1 | NYY‐J 3x1,5 RE 0,6/1kV | m | 27.92 | 101 | 2819.92 | 101 | 2819.92 | NYY‐J 3x1,5 RE 0,6/1kV | Miscellaneous | Good
A2 | NYY‐J 4x1,5 RE 0,6/1kV | m | 33.71 | 0 | 0 | 0 | 0
A3 | NYY‐J 4x2,5 RE 0,6/1kV | m | 49 | 46 | 2254 | 46 | 2254 | NYY‐J 4x2,5 RE 0,6/1kV | Miscellaneous | Good
A4 | NYY‐J 4x4 RE 0,6/1kV | m | 68.83 | 0 | 0 | 0 | 0 | NYY‐J 4x4 RE 0,6/1kV | Miscellaneous | Good
A5 | NYY‐J 4x6 RE 0,6/1kV | m | 97.74 | 32 | 3127.68 | 32 | 3127.68 | NYY‐J 4x6 RE 0,6/1kV | Miscellaneous | Good
A6 | NYY‐J 4x10 RE 0,6/1kV | m | 150.09 | 22 | 3301.98 | 22 | 3301.98 | NYY‐J 4x10 RE 0,6/1kV | Miscellaneous | Good
A7 | NYY‐J 4x16 RE 0,6/1kV | m | 241.27 | 0 | 0 | 0 | 0
A8 | NYY‐J 4x25 RM 0,6/1kV | m | 358.12 | 0 | 0 | 0 | 0
A9 | NYY‐J 4x70 SM 0,6/1kV | m | 906.11 | 108 | 97859.88 | 108 | 97859.88 | NYY‐J 4x70 SM 0,6/1kV | Miscellaneous | Good
A10 | NYY‐J 3x25 RM/16 RE 0,6/1kV | m | 342.87 | 0 | 0 | 0 | 0
A11 | NYY‐J 3x35 SM/16 RE 0,6/1kV | m | 416.66 | 197 | 82082.02 | 197 | 82082.02 | NYY‐J 3x35 SM/16 RE 0,6/1kV | Miscellaneous | Good
A12 | NYY‐J 3x50 SM/25 RM 0,6/1kV | m | 594.63 | 120 | 71355.6 | 120 | 71355.6 | NYY‐J 3x50 SM/25 RM 0,6/1kV | Miscellaneous | Good
A13 | NYY‐J 3x70 SM/35 SM 0,6/1kV | m | 777.38 | 148 | 115052.24 | 148 | 115052.24 | NYY‐J 3x70 SM/35 SM 0,6/1kV | Miscellaneous | Good
A14 | NYY‐J 3x120 SM/70 SM 0,6/1kV | m | 1360.42 | 130 | 176854.6 | 130 | 176854.6 | NYY‐J 3x120 SM/70 SM 0,6/1kV | Miscellaneous | Good
A15 | NYY‐J 3x150 SM/70 SM 0,6/1kV | [5 empty] | 0
|  | m | 1668.26 | 5 | 8341.3 | 5 | 8341.3 | NYY‐J 3x150 SM/70 SM 0,6/1kV | Miscellaneous | Good
A16 | NYY‐J 3x185 SM/95 SM 0,6/1kV | m | 2046.54 | 234 | 478890.36 | 234 | 478890.36 | NYY‐J 3x185 SM/95 SM 0,6/1kV | Miscellaneous | Good
A17 | NYCY 3x2,5 RE/2,5 0,6/1kV | [5 empty] | 0 |  |  |  |  | NYCY 3x2,5 RE/2,5 0,6/1kV | 0 | 65.2356 | 12.939 | 35256.7255
|  | m | 65.24 | 0 | 0 | 0 | 0
B | Flexibel , für innen flexible, indoor use not UV resistance (H05VV5-F oder YSLY-J) wire numbered U = 300V / 500V alternativ: Helu JZ-750 U=450/700V -40..+80grd G = with protective conductor gn-ge x = without protective conductor | [5 empty] | 0
B1 | ÖLFLEX CLASSIC 110 3G0,75 | m | 13.7235 | 0 | 0 | 0 | 0
B2 | ÖLFLEX CLASSIC 110 3G1 | m | 16.9602 | 1157 | 19622.9625 | 1157 | 19622.9625 | ÖLFLEX CLASSIC 110 3G1 | Miscellaneous | Good
B3 | ÖLFLEX CLASSIC 110 3G1,5 | m | 21.3814 | 0 | 0 | 0 | 0
B4 | ÖLFLEX CLASSIC 110 4G0,75 | m | 18.4615 | 0 | 0 | 0 | 0
B5 | ÖLFLEX CLASSIC 110 4G1,5 | m | 26.9596 | 349 | 9408.9043 | 349 | 9408.9043 | ÖLFLEX CLASSIC 110 4G1,5 | Miscellaneous | Good
B6 | ÖLFLEX CLASSIC 110 4G2,5 | m | 41.0772 | 57 | 2341.4018 | 57 | 2341.4018 | ÖLFLEX CLASSIC 110 4G2,5 | Miscellaneous | Good
B7 | ÖLFLEX CLASSIC 110 4G4 | m | 62.5856 | 566 | 35423.4375 | 566 | 35423.4375 | ÖLFLEX CLASSIC 110 4G4 | Miscellaneous | Good
B8 | ÖLFLEX CLASSIC 110 4G6 | [5 empty] | 0
| Supply | m | 88.3884 | 17 | 1502.6035 | 17 | 1502.6035 | ÖLFLEX CLASSIC 110 4G6 | Miscellaneous | Good
| Install, Connect and Test | m |  |  |  |  | 0 |  |  |  |  | Install, Connect and Test | 3000 | 0 | 63.72 | 191160
B9 | ÖLFLEX CLASSIC 110 4G10 | [5 empty] | 0
| Supply | m | 143.4127 | 113 | 16205.6349 | 113 | 16205.6349 | ÖLFLEX CLASSIC 110 4G10 | Miscellaneous | Good
| Install, Connect and Test | [5 empty] | 0 |  |  |  |  | Install, Connect and Test | 3000 | 0 | 63.72 | 191160
B10 | ÖLFLEX CLASSIC 110 4G16 | [5 empty] | 0
| Supply | m | 220.6808 | 100 | 22068.0801 | 100 | 22068.0801 | ÖLFLEX CLASSIC 110 4G16 | Miscellaneous | Good
B11 | ÖLFLEX CLASSIC 110 4G25 | [5 empty] | 0
| Supply | m | 350.494 | 0 | 0 | 0 | 0
B12 | ÖLFLEX CLASSIC 110 4G35 | [5 empty] | 0
| Supply | m | 484.508 | 0 | 0 | 0 | 0
B13 | ÖLFLEX CLASSIC 110 5G0,75 | [5 empty] | 0
|  | m | 19.1254 | 1627 | 31116.9758 | 1627 | 31116.9758 | ÖLFLEX CLASSIC 110 5G0,75 | Miscellaneous | Good
B14 | ÖLFLEX CLASSIC 110 5G1 | [5 empty] | 0
|  | m | 24.9377 | 319 | 7955.1243 | 319 | 7955.1243 | ÖLFLEX CLASSIC 110 5G1 | Miscellaneous | Good
B15 | ÖLFLEX CLASSIC 110 5G1,5 | [5 empty] | 0
|  | m | 33.1851 | 0 | 0 | 0 | 0
B16 | ÖLFLEX CLASSIC 110 5G2,5 | [5 empty] | 0
|  | m | 51.3604 | 37 | 1900.3331 | 37 | 1900.3331 | ÖLFLEX CLASSIC 110 5G2,5 | Miscellaneous | Good
B17 | ÖLFLEX CLASSIC 110 5G4 | [5 empty] | 0
|  | m | 74.5353 | 1 | 74.5353 | 1 | 74.5353 | ÖLFLEX CLASSIC 110 5G4 | Miscellaneous | Good
B18 | ÖLFLEX CLASSIC 110 7G1 | [5 empty] | 0
|  | m | 35.7745 | 5 | 178.8726 | 5 | 178.8726 | ÖLFLEX CLASSIC 110 7G1 | Miscellaneous | Good
B19 | ÖLFLEX CLASSIC 110 7G1,5 | [5 empty] | 0
|  | m | 45.5535 | 0 | 0 | 0 | 0
B20 | ÖLFLEX CLASSIC 110 7G2,5 | [5 empty] | 0
|  | m | 67.7836 | 84 | 5693.8236 | 84 | 5693.8236 | ÖLFLEX CLASSIC 110 7G2,5 | Miscellaneous | Good
B21 | ÖLFLEX CLASSIC 110 7G4 |  | 115.935 |  |  |  | 0
B22 | ÖLFLEX CLASSIC 110 12G0,75 | [5 empty] | 0
|  | m | 49.8233 | 0 | 0 | 0 | 0
B23 | ÖLFLEX CLASSIC 110 12G1 | [5 empty] | 0
|  | m | 57.674 | 35 | 2018.5909 | 35 | 2018.5909 | ÖLFLEX CLASSIC 110 12G1 | Miscellaneous | Good
B24 | ÖLFLEX CLASSIC 110 12G1,5 | [5 empty] | 0
|  | m | 74.6152 | 0 | 0 | 0 | 0
B25 | ÖLFLEX CLASSIC 110 12G2,5 | m | 115.6595 | 47 | 5435.9983 | 47 | 5435.9983 | ÖLFLEX CLASSIC 110 12G2,5 | Miscellaneous | Good
B26 | ÖLFLEX CLASSIC 110 18G1,5 | m | 110.7012 | 33 | 3653.1382 | 33 | 3653.1382 | ÖLFLEX CLASSIC 110 18G1,5 | Miscellaneous | Good
B27 | ÖLFLEX CLASSIC 110 25G1,5 | m | 141.2778 | 512 | 72334.2538 | 512 | 72334.2538 | ÖLFLEX CLASSIC 110 25G1,5 | Miscellaneous | Good
C | Flexibel , für innen flexible, indoor use not UV resistance Adern farbig U = 600V / 1kV G = with protective conductor gn-ge x = without protective conductor | [5 empty] | 0
C1 | ÖLFLEX CLASSIC 100 450/750V 4G70 | m |  | 45 | 0 | 45 | 0 | ÖLFLEX CLASSIC 100 450/750V 4G70 | Miscellaneous | Good
D | Flexibel , für aussen ( und innen ) flexible, outdoor + indoor use UV resistance , no ground wiring wire numbered U = 600V / 1kV Lapp: -30..+70grd Helu: -40..+80grd G = with protective conductor gn-ge x = without protective conductor | [5 empty] | 0
D1 | ÖLFLEX CLASSIC 110 Black 0,6/1kV 3G0,75 | m | 18.0758 | 0 | 0 | 0 | 0
D2 | ÖLFLEX CLASSIC 110 Black 0,6/1kV 3G1 | m | 21.3126 | 26 | 554.1267 | 26 | 554.1267 | ÖLFLEX CLASSIC 110 Black 0,6/1kV 3G1 | Miscellaneous | Good
D3 | ÖLFLEX CLASSIC 110 Black 0,6/1kV 3G1,5 | m | 27.1717 | 23 | 624.9496 | 23 | 624.9496 | ÖLFLEX CLASSIC 110 Black 0,6/1kV 3G1,5 | Miscellaneous | Good
D4 | ÖLFLEX CLASSIC 110 Black 0,6/1kV 3G2,5 | m | 41.5593 | 0 | 0 | 0 | 0
D5 | ÖLFLEX CLASSIC 110 Black 0,6/1kV 4G0,75 | [5 empty] | 0
|  | m | 22.8965 | 63 | 1442.4791 | 63 | 1442.4791 | ÖLFLEX CLASSIC 110 Black 0,6/1kV 4G0,75 | Miscellaneous | Good
D6 | ÖLFLEX CLASSIC 110 Black 0,6/1kV 4G1,5 | m | 32.8821 | 240 | 7891.7092 | 240 | 7891.7092 | ÖLFLEX CLASSIC 110 Black 0,6/1kV 4G1,5 | Miscellaneous | Good
D7 | ÖLFLEX CLASSIC 110 Black 0,6/1kV 4G2,5 | m | 48.0327 | 550 | 26418.0017 | 550 | 26418.0017 | ÖLFLEX CLASSIC 110 Black 0,6/1kV 4G2,5 | Miscellaneous | Good
D8 | ÖLFLEX CLASSIC 110 Black 0,6/1kV 4G4 | m | 70.1802 | 109 | 7649.638 | 109 | 7649.638 | ÖLFLEX CLASSIC 110 Black 0,6/1kV 4G4 | Miscellaneous | Good
D9 | ÖLFLEX CLASSIC 110 Black 0,6/1kV 4G6 | m | 98.5807 | 26 | 2563.0974 | 26 | 2563.0974 | ÖLFLEX CLASSIC 110 Black 0,6/1kV 4G6 | Miscellaneous | Good
D10 | ÖLFLEX CLASSIC 110 Black 0,6/1kV 4G10 | m | 167.7225 | 50 | 8386.1269 | 50 | 8386.1269 | ÖLFLEX CLASSIC 110 Black 0,6/1kV 4G10 | Miscellaneous | Good
D11 | ÖLFLEX CLASSIC 110 Black 0,6/1kV 4G16 | m | 248.434 | 324 | 80492.6036 | 324 | 80492.6036 | ÖLFLEX CLASSIC 110 Black 0,6/1kV 4G16 | Miscellaneous | Good
D12 | ÖLFLEX CLASSIC 110 Black 0,6/1kV 5G0,75 | m | 25.6511 | 72 | 1846.8828 | 72 | 1846.8828 | ÖLFLEX CLASSIC 110 Black 0,6/1kV 5G0,75 | Miscellaneous | Good
D13 | ÖLFLEX CLASSIC 110 Black 0,6/1kV 5G1 | m | 31.4497 | 90 | 2830.4731 | 90 | 2830.4731 | ÖLFLEX CLASSIC 110 Black 0,6/1kV 5G1 | Miscellaneous | Good
D14 | ÖLFLEX CLASSIC 110 Black 0,6/1kV 5G1,5 | m | 39.9065 | 439 | 17518.9513 | 439 | 17518.9513 | ÖLFLEX CLASSIC 110 Black 0,6/1kV 5G1,5 | Miscellaneous | Good
D15 | ÖLFLEX CLASSIC 110 Black 0,6/1kV 5G2,5 | m | 60.291 | 240 | 14469.828 | 240 | 14469.828 | ÖLFLEX CLASSIC 110 Black 0,6/1kV 5G2,5 | Miscellaneous | Good
D16 | ÖLFLEX CLASSIC 110 Black 0,6/1kV 5G4 | [5 empty] | 0
|  | m | 87.2866 | 0 | 0 | 0 | 0
D17 | ÖLFLEX CLASSIC 110 Black 0,6/1kV 5G10 | [5 empty] | 0
|  | m | 213.7253 | 0 | 0 | 0 | 0
D18 | ÖLFLEX CLASSIC 110 Black 0,6/1kV 7G0,75 | m | 34.6726 | 120 | 4160.7178 | 120 | 4160.7178 | ÖLFLEX CLASSIC 110 Black 0,6/1kV 7G0,75 | Miscellaneous | Good
D19 | ÖLFLEX CLASSIC 110 Black 0,6/1kV 7G1 | [5 empty] | 0
| Supply | m | 40.7329 | 41 | 1670.0486 | 41 | 1670.0486 | ÖLFLEX CLASSIC 110 Black 0,6/1kV 7G1 | Miscellaneous | Good
D20 | ÖLFLEX CLASSIC 110 Black 0,6/1kV 7G1,5 | [5 empty] | 0
|  | m | 51.2006 | 15 | 768.0088 | 15 | 768.0088 | ÖLFLEX CLASSIC 110 Black 0,6/1kV 7G1,5 | Miscellaneous | Good
D21 | ÖLFLEX CLASSIC 110 Black 0,6/1kV 7G2,5 | [5 empty] | 0
|  | m | 77.9207 | 142 | 11064.7464 | 142 | 11064.7464 | ÖLFLEX CLASSIC 110 Black 0,6/1kV 7G2,5 | Miscellaneous | Good
D22 | ÖLFLEX CLASSIC 110 Black 0,6/1kV 12G1 | [5 empty] | 0
| Supply | m | 63.5965 | 0 | 0 | 0 | 0
D23 | ÖLFLEX CLASSIC 110 Black 0,6/1kV 12G1,5 | [5 empty] | 0
|  | m | 87.0111 | 255 | 22187.8341 | 255 | 22187.8341 | ÖLFLEX CLASSIC 110 Black 0,6/1kV 12G1,5 | Miscellaneous | Good
D24 | ÖLFLEX CLASSIC 110 Black 0,6/1kV 12G2,5 | [5 empty] | 0
|  | m | 133.5648 | 309 | 41271.5239 | 309 | 41271.5239 | ÖLFLEX CLASSIC 110 Black 0,6/1kV 12G2,5 | Miscellaneous | Good
D25 | ÖLFLEX CLASSIC 110 Black 0,6/1kV 18G1,5 | [5 empty] | 0
|  | m | 123.648 | 660 | 81607.7066 | 660 | 81607.7066 | ÖLFLEX CLASSIC 110 Black 0,6/1kV 18G1,5 | Miscellaneous | Good
D26 | ÖLFLEX CLASSIC 110 Black 0,6/1kV 25G1 | [5 empty] | 0
|  | m | 125.3559 | 150 | 18803.3891 | 150 | 18803.3891 | ÖLFLEX CLASSIC 110 Black 0,6/1kV 25G1 | Miscellaneous | Good
D27 | ÖLFLEX CLASSIC 110 Black 0,6/1kV 25G1,5 | [5 empty] | 0
|  | m | 167.089 | 105 | 17544.3415 | 105 | 17544.3415 | ÖLFLEX CLASSIC 110 Black 0,6/1kV 25G1,5 | Miscellaneous | Good
D28 | ÖLFLEX CLASSIC 110 Black 0,6/1kV 25G2,5 | [5 empty] | 0
|  | m | 268.8735 | 113 | 30382.7066 | 113 | 30382.7066 | ÖLFLEX CLASSIC 110 Black 0,6/1kV 25G2,5 | Miscellaneous | Good
E | einfach geschirmt, flexibel, für innen flexible, single shield, indoor use nicht UV-beständig, transparent Adern nummeriert U = 300V / 500V -40..+80grd YSLYCY-J (Ölflex FD Classic 810 CY) Helu:U = 300V / 500V Lapp: U= 300V/500 V ab 1,5mm2: 450/750V G = with protective conductor gn-ge x = without protective conductor | [5 empty] | 0
E1 | ÖLFLEX CLASSIC 110 CY 3G1,5 | m | 41.5868 | 118 | 4907.2465 | 118 | 4907.2465 | ÖLFLEX CLASSIC 110 CY 3G1,5 | Miscellaneous | Good
E2 | ÖLFLEX CLASSIC 110 CY 4G2,5 | [5 empty] | 0
|  | m | 74.1744 | 0 | 0 | 0 | 0
E3 | ÖLFLEX CLASSIC 110 CY 4G4 | [5 empty] | 0
| Supply | m | 102.3545 | 24 | 2456.5092 | 24 | 2456.5092 | ÖLFLEX CLASSIC 110 CY 4G4 | Miscellaneous | Good
E4 | ÖLFLEX CLASSIC 110 CY 4G6 | [5 empty] | 0
|  | m | 135.3553 | 30 | 4060.6599 | 30 | 4060.6599 | ÖLFLEX CLASSIC 110 CY 4G6 | Miscellaneous | Good
E5 | ÖLFLEX CLASSIC 110 CY 4G10 | [5 empty] | 0
|  | m | 220.061 | 7 | 1540.427 | 7 | 1540.427 | ÖLFLEX CLASSIC 110 CY 4G10 | Miscellaneous | Good
E6 | ÖLFLEX CLASSIC 110 CY 4G16 | [5 empty] | 0
|  | m | 2609.5186 | 14 | 36533.26 | 14 | 36533.26 | ÖLFLEX CLASSIC 110 CY 4G16 | Miscellaneous | Good
E7 | ÖLFLEX CLASSIC 110 CY BK 0,6/1kV 4G50 | [5 empty] | 0
|  | m | 903.2157 | 28 | 25290.0401 | 28 | 25290.0401 | ÖLFLEX CLASSIC 110 CY BK 0,6/1kV 4G50 | Miscellaneous | Good
E8 | ÖLFLEX CLASSIC 110 CY BK 0,6/1kV 4G70 | [5 empty] | 0
|  | m | 1247.5477 | 14 | 17465.6682 | 14 | 17465.6682 | ÖLFLEX CLASSIC 110 CY BK 0,6/1kV 4G70 | Miscellaneous | Good
E9 | ÖLFLEX CLASSIC 110 CY 7G1,5 | [5 empty] | 0
|  | m | 91.9695 | 0 | 0 | 0 | 0 |  | Miscellaneous | Good
F | einfach geschirmt, flexibel, für innen flexible, single shield, indoor use nicht UV-beständig, transparent Adern nummeriert U = 300V / 500V -40..+80grd YSLYCY-J (Ölflex FD Classic 810 CY) Helu:U = 300V / 500V Lapp: U= 300V/500 V ab 1,5mm2: 450/750V G = with protective conductor gn-ge x = without protective conductor | [5 empty] | 0
F1 | ÖLFLEX SERVO 2YSLCYK‐JB 3X70+3G10 BK | [5 empty] | 0
|  | m | 1064.3631 | 74 | 78762.8693 | 74 | 78762.8693 | ÖLFLEX SERVO 2YSLCYK‐JB 3X70+3G10 BK | Miscellaneous | Good
F2 | ÖLFLEX SERVO 2YSLCYK‐JB 3X95+3G16 BK | [5 empty] | 0
|  | m | 1441.2001 | 548 | 789777.629 | 548 | 789777.629 | ÖLFLEX SERVO 2YSLCYK‐JB 3X95+3G16 BK | Miscellaneous | Good
F3 | ÖLFLEX SERVO 2YSLCYK‐JB 3X150+3G25 BK | [5 empty] | 0
|  | m | 2196.8022 | 86 | 188924.991 | 86 | 188924.991 | ÖLFLEX SERVO 2YSLCYK‐JB 3X150+3G25 BK | Miscellaneous | Good
F4 | ÖLFLEX SERVO 2YSLCYK‐JB 3X95+3G16 BK |  |  | 0 | 0 | 0 | 0 | ÖLFLEX SERVO 2YSLCYK‐JB 3X95+3G16 BK | Miscellaneous | Good
|  | m | 1470.3994 | 50 | 73519.9704 | 50 | 73519.9704
G | einfach geschirmt, flexibel, für innen flexible, single shield, indoor use color coded no ground wire -30..+80grd | [5 empty] | 0
G1 | UNITRONIC LiYCY 2x0,5 | [5 empty] | 0 | UNITRONIC LiYCY 2x0,5 | Miscellaneous | Good |  | UNITRONIC LiYCY 2x0,5 | 0 | 18.1447 | 11.799 | 8264.4644
|  | m | 18.1447 | 162 | 2939.4433 | 162 | 2939.4433
G2 | UNITRONIC LiYCY 2x0,75 | [5 empty] | 0 |  |  |  |  | UNITRONIC LiYCY 2x0,75 | 0 | 19.1245 | 11.799 | 7730.8675
|  | m | 19.1245 | 0 | 0 | 0 | 0
G3 | UNITRONIC LiYCY 3x0,5 | [5 empty] | 0 |  |  |  |  | UNITRONIC LiYCY 3x0,5 | 0 | 20.073 | 11.799 | 95615.913
|  | m | 20.073 | 950 | 19069.3224 | 950 | 19069.3224 | UNITRONIC LiYCY 3x0,5 | Miscellaneous | Good
G4 | UNITRONIC LiYCY 4x0,5 | [5 empty] | 0 |  |  |  |  | UNITRONIC LiYCY 4x0,5 | 0 | 24.0672 | 11.799 | 8966.5556
|  | m | 24.0672 | 62 | 1492.1678 | 62 | 1492.1678 | UNITRONIC LiYCY 4x0,5 | Miscellaneous | Good
G5 | UNITRONIC LiYCY 6x0,5 | [5 empty] | 0 |  |  |  |  | UNITRONIC LiYCY 6x0,5 | 0 | 34.8104 | 11.799 | 1864.3752
|  | m | 34.8104 | 40 | 1392.4152 | 40 | 1392.4152 | UNITRONIC LiYCY 6x0,5 | Miscellaneous | Good
G6 | UNITRONIC LiYCY 7x0,5 | [5 empty] | 0 |  |  |  |  | UNITRONIC LiYCY 7x0,5 | 0 | 32.8821 | 12.339 | 10174.7524
|  | m | 32.8821 | 17 | 558.9961 | 17 | 558.9961 | UNITRONIC LiYCY 7x0,5 | Miscellaneous | Good
G7 | UNITRONIC LiYCY 8x0,5 | [5 empty] | 0 |  |  |  |  | UNITRONIC LiYCY 8x0,5 | 0 | 37.7028 | 12.339 | 4753.9682
|  | m | 37.7028 | 0 | 0 | 0 | 0
G8 | UNITRONIC LiYCY 12x0,5 | [5 empty] | 0 |  |  |  |  | UNITRONIC LiYCY 12x0,5 | 0 | 49.5478 | 12.339 | 22279.2449
|  | m | 49.5478 | 0 | 0 | 0 | 0
G9 | UNITRONIC LiYCY 18x0,5 | [5 empty] | 0 |  |  |  |  | UNITRONIC LiYCY 18x0,5 | 0 | 67.1776 | 13.6096 | 28275.5125
|  | m | 67.1776 | 350 | 23512.1566 | 350 | 23512.1566
G10 | UNITRONIC LiYCY 25x0,5 | [5 empty] | 0 |  |  |  |  | UNITRONIC LiYCY 25x0,5 | 0 | 71.4473 | 14.364 | 8581.1307
|  | m | 71.4473 | 44 | 3143.6815 | 44 | 3143.6815 | UNITRONIC LiYCY 25x0,5 | Miscellaneous | Good
H | einfach geschirmt, twisted pair single shield, twisted pair farbcodiert | [5 empty] | 0 |  |  |  |  | einfach geschirmt, twisted pair single shield, twisted pair farbcodiert | 0 | 28.6124 | 0 | 12424.2858
H1 | UNITRONIC LiYCY (TP) 2x2x0,5 | [5 empty] | 0 |  |  |  |  | UNITRONIC LiYCY (TP) 2x2x0,5 | 0 | 28.6124 | 11.799 | 7274.0529
|  | m | 28.6124 | 112 | 3204.5893 | 112 | 3204.5893 | UNITRONIC LiYCY (TP) 2x2x0,5 | Miscellaneous | Good
H2 | UNITRONIC LiYCY (TP) 3x2x0,5 | [5 empty] | 0 |  |  |  |  | UNITRONIC LiYCY (TP) 3x2x0,5 | 0 | 44.5894 | 11.799 | 1691.6523
|  | m | 44.5894 | 30 | 1337.6823 | 30 | 1337.6823 | UNITRONIC LiYCY (TP) 3x2x0,5 | Miscellaneous | Good
H3 | UNITRONIC LiYCY (TP) 6x2x0,5 | [5 empty] | 0 |  |  |  |  | UNITRONIC LiYCY (TP) 6x2x0,5 | 0 | 64.4229 | 12.339 | 3838.0967
|  | m | 64.4229 | 0 | 0 | 0 | 0
I | Flexibel für Energiekette mit UL/cUL flexible for energy chain UL/cUL nummerierte Adern PUR- Mantel Kleine Biegeradien UL/cUL approbiert für Nordamerika G = with protective conductor gn-ge x = without protective conductor | [5 empty] | 0
I1 | ÖLFLEX FD 855 P 3G1,5 | [5 empty] | 0
|  | m | 62.2468 | 30 | 1867.4027 | 30 | 1867.4027 | ÖLFLEX FD 855 P 3G1,5 | Miscellaneous | Good
I2 | ÖLFLEX FD 855 P 12G1,5 | [5 empty] | 0
|  | m | 183.0109 | 15 | 2745.1632 | 15 | 2745.1632 | ÖLFLEX FD 855 P 12G1,5 | Miscellaneous | Good
L | Erdung grounding | [5 empty] | 0 |  |  |  |  | Erdung grounding | 0 | 0 | 0 | 0
L1 | H07V‐K 1X16 GNYE | [5 empty] | 0
|  | m | 54.7816 | 904 | 49522.6006 | 904 | 49522.6006 | H07V‐K 1X16 GNYE | Miscellaneous | Good
L2 | H07V‐K 1X25 GNYE | [5 empty] | 0
|  | m | 89.2148 | 32 | 2854.8749 | 32 | 2854.8749 | H07V‐K 1X25 GNYE | Miscellaneous | Good
L3 | H07V‐K 1X50 GNYE | [5 empty] | 0
|  | m | 161.3868 | 451 | 72785.4598 | 451 | 72785.4598
L4 | H07V‐K 1X70 GNYE |  |  | 0 | 0 | 0 | 0 | H07V‐K 1X70 GNYE | Miscellaneous | Good
|  | m | 224.193 | 16 | 3587.0878 | 16 | 3587.0878
L5 | H07V‐K 1X95 GNYE | [5 empty] | 0
|  | m | 309.7251 | 50 | 15486.253 | 50 | 15486.253 | H07V‐K 1X95 GNYE | Miscellaneous | Good
M | Spezialleitung special cables | [5 empty] | 0 |  |  |  |  | Spezialleitung special cables | 0 | 26.8458 | 0 | 105520.198
M1 | ÖLFLEX CLASSIC 100 YELLOW 3G1,5 | [5 empty] | 0
|  | m | 26.8458 | 0 | 0 | 0 | 0
M2 | ÖLFLEX CLASSIC 110 Orange 3G1,5 | m | 28.0854 | 73 | 2050.2351 | 73 | 2050.2351 | ÖLFLEX CLASSIC 110 Orange 3G1,5 | Miscellaneous | Good
N | CABLE TRAYS FOR Equipement Cables | [5 empty] | 0 |  |  |  |  | CABLE TRAYS FOR Equipement Cables | 0 | 375.8416 | 90.8743 | 589173.0441
| Supply, install, test and put into operation cable trays system, complete with all elbows, tees, reducers, suspension elements, supports, connectors, bonding jumpers, earthing connector, fasteners, covers, studs, fire stopping material, warning signs, bolts, nuts, washers, covers, accessories and all related ancillary works. | [5 empty] | 0
| (200x100)mm | [5 empty] | 0 |  |  |  |  | (200x100)mm | 0 | 375.8416 | 90.8743 | 210022.1576
| Supply | 450 | 375.8416 | 200 | 75168.324 | 200 | 75168.324
| Install, Connect and Test | 450 |  |  |  |  | 0 |  |  |  |  | Install, Connect and Test | 3000 | 0 | 63.72 | 191160
| (300x100)mm | [5 empty] | 0 |  |  |  |  | (300x100)mm | 0 | 485.302 | 114.2591 | 449670.8557
| Supply | 750 | 485.302 | 0 | 0 | 0 | 0
| Install, Connect and Test | 750 |  |  |  |  | 0 |  |  |  |  | Install, Connect and Test | 3000 | 0 | 63.72 | 191160
| (400x100)mm | [5 empty] | 0 |  |  |  |  | (400x100)mm | 0 | 592.0779 | 141.075 | 1099729.305
| Supply | 1500 | 592.0779 | 300 | 177623.361 | 300 | 177623.361
| Install, Connect and Test | 1500 |  |  |  |  | 0 |  |  |  |  | Install, Connect and Test | 3000 | 0 | 63.72 | 191160
| (500x100)mm | [5 empty] | 0 |  |  |  |  | (500x100)mm | 0 | 809.3563 | 191.805 | 380441.3016
| Supply | 380 | 809.3563 | -7 | -5665.4942 | -7 | -5665.4942
| Install, Connect and Test | 380 |  |  |  |  | 0 |  |  |  |  | Install, Connect and Test | 3000 | 0 | 63.72 | 191160
| (600x100)mm | [5 empty] | 0 |  |  |  |  | (600x100)mm | 0 | 930.5833 | 233.5371 | 838166.7549
| Supply | 720 | 930.5833 | 102 | 94919.5017 | 102 | 94919.5017
| Install, Connect and Test | 720 |  |  |  |  | 0 |  |  |  |  | Install, Connect and Test | 3000 | 0 | 63.72 | 191160
| Hot-Dip Galvanized Perforated Separator, for cable tray 100mm height, 1.5mm thickness, 3000mm length | [5 empty] | 0 |  |  |  |  | Hot-Dip Galvanized Perforated Separator, for cable tray 100mm height, 1.5mm thickness, 3000mm length | 0 | 78.7495 | 10.26 | 676650.5991
| Supply | 7602 | 78.7495 | 750 | 59062.1625 | 750 | 59062.1625
| Install, Connect and Test | 7602 |  |  |  |  | 0 |  |  |  |  | Install, Connect and Test | 3000 | 0 | 63.72 | 191160
| DIVISION 29 - Special Equipement | [5 empty] | 0 |  |  |  |  | DIVISION 29 - Special Equipement | 0 | 3517.77 | 0 | 372709.71
| To Summary | [5 empty] | 0
| VO.(74) LOW VOLTAGE CABLES IMPACT DUE TO ADDING NEW PANELS. | [5 empty] | 0 |  |  |  |  | VO.(74) LOW VOLTAGE CABLES IMPACT DUE TO ADDING NEW PANELS. | 0 | 9281.3364 | 0 | 974540.322
2.1.1 | CU/XLPE/PVC cable [(3x300+150mm2+150mm2)]. | Mt. | 9281.3364 | 52 | 482629.4928 | 52 | 482629.4928 | NA | INFRA | Good | MIR-00119 | CU/XLPE/STA/PVC cable [(3x185+95)mm2 +95mm2)]. | 0 | 2496.8367 | 350.5916 | 1694219.832
2.1.2 | CU/XLPE/STA/PVC cable [(3x120+70)mm2 + 70mm2]. | Mt. | 4159.7241 | 181 | 752910.0569 | 181 | 752910.0569 | NA | INFRA | Good | MIR-00119 | CU/XLPE/STA/PVC cable [(3x185+95)mm2 +95mm2)]. | 0 | 2496.8367 | 350.5916 | 1694219.832
2.1.3 | CU/XLPE/PVC cable [(3x120+70)mm2 + 70mm2]. and all necessary accessories and ancillary works required as specified and as shown on drawings. | [5 empty] | 0 |  |  |  |  | CU/XLPE/PVC cable [(3x120+70)mm2 + 70mm2]. and all necessary accessories and ancillary works required as specified and as shown on drawings. | 0 | 3192.1538 | 191.16 | 118415.9844
| Supply | Mt. | 3192.1538 |  |  |  | 0
| Install | Mt. |  |  |  |  | 0 |  |  |  |  | Install | Mt. | 0 | 109.08 | 27270
2.1.4 | CU/XLPE/PVC cable [(3x185+95)mm2 + 95mm2]. and all necessary accessories and ancillary works required as specified and as shown on drawings. | [5 empty] | 0 |  |  |  |  | CU/XLPE/PVC cable [(3x185+95)mm2 + 95mm2]. and all necessary accessories and ancillary works required as specified and as shown on drawings. | 0 | 4780.3511 | 271.08 | 303085.8648
| Supply | Mt. | 4780.3511 |  |  |  | 0
| Install | Mt. |  |  |  |  | 0 |  |  |  |  | Install | Mt. | 0 | 109.08 | 27270
2.1.5 | CU/XLPE/STA/PVC cable [(3x185+95)mm2 + 95mm2]. and all necessary accessories and ancillary works required as specified and as shown on drawings. | [5 empty] | 0 |  |  |  |  | CU/XLPE/STA/PVC cable [(3x185+95)mm2 + 95mm2]. and all necessary accessories and ancillary works required as specified and as shown on drawings. | 0 | 5943.2875 | 350.59 | 2492375.4979
| Supply | Mt. | 5943.2875 |  |  |  | 0
| Install | Mt. |  |  |  |  | 0 |  |  |  |  | Install | Mt. | 0 | 109.08 | 27270
2.1.6 | CU/XLPE/PVC cable [(3x240+120)mm2 + 120mm2]. | Mt. | 6189.7684 | 95 | 588027.9942 | 95 | 588027.9942 | NA | Main shed | Good | MIR-00119 | CU/XLPE/STA/PVC cable [(3x185+95)mm2 +95mm2)]. | 0 | 2496.8367 | 350.5916 | 1694219.832
2.1.7 | CU/XLPE/STA/PVC cable [(3x240+120)mm2 + 120mm2]. | [5 empty] | 0 | NA | INFRA | Good | MIR-00073 | CU/XLPE/STA/PVC cable [(3x185+95)mm2 +95mm2)]. | 0 | 2496.8367 | 350.5916 | 1694219.832
|  | Mt. | 6276.8455 | 371 | 2328709.6879 | 371 | 2328709.6879
2.1.8 | CU/XLPE/PVC cable [(3x50+25)mm2 + 25mm2]. and all necessary accessories and ancillary works required as specified and as shown on drawings. | [5 empty] | 0 |  |  |  |  | CU/XLPE/PVC cable [(3x50+25)mm2 + 25mm2]. and all necessary accessories and ancillary works required as specified and as shown on drawings. | 0 | 1256.8248 | 164.16 | 333931.4212
| Supply | Mt. | 1256.8248 |  |  |  | 0
| Install | Mt. |  |  |  |  | 0 |  |  |  |  | Install | Mt. | 0 | 109.08 | 27270
2.1.10 | CU/XLPE/PVC cable [(4x16)mm2 + 16mm2]. and all necessary accessories and ancillary works required as specified and as shown on drawings. | [5 empty] | 0 |  |  |  |  | CU/XLPE/PVC cable [(4x16)mm2 + 16mm2]. and all necessary accessories and ancillary works required as specified and as shown on drawings. | 0 | 520.4512 | 106.92 | 350073.13
| Supply | Mt. | 520.4512 | 94 | 48922.4129 | 94 | 48922.4129
| Install | Mt. |  |  |  |  | 0 |  |  |  |  | Install | Mt. | 0 | 109.08 | 27270
2.1.11 | CU/XLPE/STA/PVC cable [(4x16)mm2 + 16mm2]. and all necessary accessories and ancillary works required as specified and as shown on drawings. | [5 empty] | 0 |  |  |  |  | CU/XLPE/STA/PVC cable [(4x16)mm2 + 16mm2]. and all necessary accessories and ancillary works required as specified and as shown on drawings. | 0 | 637.1352 | 105.84 | 22289.256
| Supply | Mt. | 637.1352 |  |  |  | 0
| Install | Mt. |  |  |  |  | 0 |  |  |  |  | Install | Mt. | 0 | 109.08 | 27270
2.1.12 | CU/XLPE/PVC cable [(4x25)mm2 + 16mm2]. and all necessary accessories and ancillary works required as specified and as shown on drawings. | [5 empty] | 0 |  |  |  |  | CU/XLPE/PVC cable [(4x25)mm2 + 16mm2]. and all necessary accessories and ancillary works required as specified and as shown on drawings. | 0 | 763.3734 | 124.2 | 640828.0243
| Supply | Mt. | 763.3734 |  |  |  | 0
| Install | Mt. |  |  |  |  | 0 |  |  |  |  | Install | Mt. | 0 | 109.08 | 27270
2.1.13 | CU/XLPE/STA/PVC cable [(4x25)mm2 + 16mm2]. and all necessary accessories and ancillary works required as specified and as shown on drawings. | [5 empty] | 0 |  |  |  |  | CU/XLPE/STA/PVC cable [(4x25)mm2 + 16mm2]. and all necessary accessories and ancillary works required as specified and as shown on drawings. | 0 | 405.0768 | 270.1148 | 492889.8009
| Supply | Mt. | 1198.7784 |  |  |  | 0
| Install | Mt. |  |  |  |  | 0 |  |  |  |  | Install | Mt. | 0 | 109.08 | 27270
2.1.14 | CU/XLPE/PVC cable [(3x35+16)mm2 + 16mm2]. and all necessary accessories and ancillary works required as specified and as shown on drawings. | [5 empty] | 0 |  |  |  |  | CU/XLPE/PVC cable [(3x35+16)mm2 + 16mm2]. and all necessary accessories and ancillary works required as specified and as shown on drawings. | 0 | 1002.7133 | 141.48 | 594980.5268
| Supply | Mt. | 1002.7133 |  |  |  | 0
| Install | Mt. |  |  |  |  | 0 |  |  |  |  | Install | Mt. | 0 | 109.08 | 27270
2.1.15 | CU/XLPE/STA/PVC cable [(3x35+16)mm2 + 16mm2]. and all necessary accessories and ancillary works required as specified and as shown on drawings. | [5 empty] | 0 |  |  |  |  | CU/XLPE/STA/PVC cable [(3x35+16)mm2 + 16mm2]. and all necessary accessories and ancillary works required as specified and as shown on drawings. | 0 | 989.4034 | 0 | 277032.9522
| Supply | Mt. | 989.4034 |  |  |  | 0
| Install | Mt. |  |  |  |  | 0 |  |  |  |  | Install | Mt. | 0 | 109.08 | 27270
2.1.16 | CU/XLPE/STA/PVC cable [(4x6)mm2 + 6mm2]. and all necessary accessories and ancillary works required as specified and as shown on drawings. | [5 empty] | 0 |  |  |  |  | CU/XLPE/STA/PVC cable [(4x6)mm2 + 6mm2]. and all necessary accessories and ancillary works required as specified and as shown on drawings. | mt | 124.2216 | 105.1488 | 360340.8984
| Supply | Mt. | 235.9201 |  |  |  | 0
| Install | Mt. |  |  |  |  | 0 |  |  |  |  | Install | Mt. | 0 | 109.08 | 27270
2.1.18 | CU/XLPE/PVC cable [(3x70+35)mm2 + 35mm2]. and all necessary accessories and ancillary works required as specified and as shown on drawings. | [5 empty] | 0 |  |  |  |  | CU/XLPE/PVC cable [(3x70+35)mm2 + 35mm2]. and all necessary accessories and ancillary works required as specified and as shown on drawings. | 0 | 2274.0372 | 184.68 | 307339.65
| Supply | Mt. |  |  |  |  | 0
| Install | Mt. |  |  |  |  | 0 |  |  |  |  | Install | Mt. | 0 | 109.08 | 27270
2.1.19 | CU/XLPE/STA/PVC cable [(3x95+50)mm2 + 50mm2]. | Mt. | 3173.2625 | 187 | 593400.0838 | 187 | 593400.0838 | NA | INFRA | Good | MIR-00113 | CU/XLPE/STA/PVC cable [(3x185+95)mm2 +95mm2)]. | 0 | 2496.8367 | 350.5916 | 1694219.832

## best.match
Description | Best Match from List 2
26 05 19 - 26 05 36- 26 05 39 - 26 05 43 - LOW VOLTAGE ELECTRICAL POWER CONDUCTORS AND CABLES | 26 05 19 - 26 05 36- 26 05 39 - 26 05 43 - LOW VOLTAGE ELECTRICAL POWER CONDUCTORS AND CABLES
CABLE FEEDERS | CABLE FEEDERS
CU/XLPE/PVC cable [(4x4)mm2 )]] | CU/XLPE/STA/PVC cable [(3x185+95)mm2 +95mm2)].
CU/XLPE/PVC cable [(4x4)mm2 + 4mm2)]] | CU/XLPE/STA/PVC cable [(3x185+95)mm2 +95mm2)].
CU/XLPE/PVC cable [(4x6)mm2 + 6mm2)]] | CU/XLPE/STA/PVC cable [(3x185+95)mm2 +95mm2)].
CU/XLPE/PVC cable [(4x10)mm2 + 10mm2)]] | CU/XLPE/STA/PVC cable [(3x185+95)mm2 +95mm2)].
CU/XLPE/STA/PVC cable [(4x10)mm2 + 10mm2)]] | CU/XLPE/STA/PVC cable [(3x185+95)mm2 +95mm2)].
CU/XLPE/PVC cable [(4x16)mm2 + 16mm2)]] and all necessary accessories and ancillary works required as specified and as shown on drawings. | CU/XLPE/PVC cable [(4x16)mm2 + 16mm2)]] and all necessary accessories and ancillary works required as specified and as shown on drawings.
Install, Connect and Test | Install, Connect and Test
CU/XLPE/STA/PVC cable [(4x16)mm2 + 16mm2)]] and all necessary accessories and ancillary works required as specified and as shown on drawings. | CU/XLPE/STA/PVC cable [(4x16)mm2 + 16mm2)]] and all necessary accessories and ancillary works required as specified and as shown on drawings.
Install, Connect and Test | Install, Connect and Test
CU/XLPE/PVC cable [(4x25)mm2 + 16mm2]] and all necessary accessories and ancillary works required as specified and as shown on drawings. | CU/XLPE/PVC cable [(4x25)mm2 + 16mm2]] and all necessary accessories and ancillary works required as specified and as shown on drawings.
Install, Connect and Test | Install, Connect and Test
CU/XLPE/PVC cable [(4x35)mm2 + 16mm2)]] and all necessary accessories and ancillary works required as specified and as shown on drawings. | CU/XLPE/PVC cable [(4x35)mm2 + 16mm2)]] and all necessary accessories and ancillary works required as specified and as shown on drawings.
Install, Connect and Test | Install, Connect and Test
CU/XLPE/PVC cable [(3x50+25)mm2 + 25mm2)]] and all necessary accessories and ancillary works required as specified and as shown on drawings. | CU/XLPE/PVC cable [(3x50+25)mm2 + 25mm2)]] and all necessary accessories and ancillary works required as specified and as shown on drawings.
Install, Connect and Test | Install, Connect and Test
CU/XLPE/STA/PVC cable [(3x50+25)mm2 + 25mm2)]] and all necessary accessories and ancillary works required as specified and as shown on drawings. | CU/XLPE/STA/PVC cable [(3x50+25)mm2 + 25mm2)]] and all necessary accessories and ancillary works required as specified and as shown on drawings.
Install, Connect and Test | Install, Connect and Test
CU/XLPE/PVC cable [(3x70+35)mm2 + 35mm2)]] | CU/XLPE/STA/PVC cable [(3x185+95)mm2 +95mm2)].
CU/XLPE/STA/PVC cable [(3x70+35)mm2 + 35mm2)]] | CU/XLPE/STA/PVC cable [(3x185+95)mm2 +95mm2)].
CU/XLPE/PVC cable [(3x95+50)mm2 + 50mm2)]] and all necessary accessories and ancillary works required as specified and as shown on drawings. | CU/XLPE/PVC cable [(3x95+50)mm2 + 50mm2)]] and all necessary accessories and ancillary works required as specified and as shown on drawings.
Install, Connect and Test | Install, Connect and Test
CU/STA/PVC cable [(3x95+50)mm2 + 50mm2)]] | CU/XLPE/STA/PVC cable [(3x185+95)mm2 +95mm2)].
CU/XLPE/PVC cable [(3x120+70)mm2 + 70mm2)]] | CU/XLPE/STA/PVC cable [(3x185+95)mm2 +95mm2)].
CU/XLPE/PVC cable [(3x150+70)mm2 + 70mm2)]] | CU/XLPE/STA/PVC cable [(3x185+95)mm2 +95mm2)].
CU/XLPE/PVC cable [(3x185+95)mm2 + 95mm2)]] | CU/XLPE/STA/PVC cable [(3x185+95)mm2 +95mm2)].
CU/XLPE/PVC cable [(3x240+120)mm2 +120mm2)]. | CU/XLPE/STA/PVC cable [(3x185+95)mm2 +95mm2)].
AL/XLPE/STA/PVC cable [(4x16)mm2 + 16mm2)]. and all necessary accessories and ancillary works . | AL/XLPE/STA/PVC cable [(4x16)mm2 + 16mm2)]. and all necessary accessories and ancillary works .
MV CABLE FEEDERS | MV CABLE FEEDERS
AL/XLPE/STA/PVC 18/30 KV cable (3x240)mm2. | CU/XLPE/STA/PVC cable [(3x185+95)mm2 +95mm2)].
26 36 00-TRANSFER SWITCHES | 26 36 00-TRANSFER SWITCHES
Static transfer switch (40A, 1-ph) | One gang,One Way 10A modular Switch (water proof)
26 05 19-LOW VOLTAGE ELECTRICAL POWER CONDUCTORS AND CABLES | 26 05 19-LOW VOLTAGE ELECTRICAL POWER CONDUCTORS AND CABLES
26 05 19 - 26 05 36- 26 05 39 - 26 05 43 - LOW VOLTAGE ELECTRICAL POWER CONDUCTORS AND CABLES | 26 05 19 - 26 05 36- 26 05 39 - 26 05 43 - LOW VOLTAGE ELECTRICAL POWER CONDUCTORS AND CABLES
CABLE FEEDERS | CABLE FEEDERS
CU/XLPE/STA/PVC cable [(4x25)mm2 + 16mm2]. | CU/XLPE/STA/PVC cable [(3x185+95)mm2 +95mm2)].
CU/XLPE/STA/PVC cable [(3x120+70)mm2 + 70mm2)] | CU/XLPE/STA/PVC cable [(3x185+95)mm2 +95mm2)].
CU/XLPE/STA/PVC cable [(3x185+95)mm2 +95mm2)]. | CU/XLPE/STA/PVC cable [(3x185+95)mm2 +95mm2)].
Special Cables DIV-26 New | Special Cables DIV-26 New
starr, geeignet fÃ¼r aussen ( und innen) solid, for outdoor + indoor use able for wiring in ground UV resistance (NYY-J) U =600V /1kV wire color coded -10..+70grd | starr, geeignet fÃ¼r aussen ( und innen) solid, for outdoor + indoor use able for wiring in ground UV resistance (NYY-J) U =600V /1kV wire color coded -10..+70grd
NYYâ€J 3x1,5 RE 0,6/1kV | NYYâ€J 3x1,5 RE 0,6/1kV
NYYâ€J 4x1,5 RE 0,6/1kV | NYYâ€J 4x1,5 RE 0,6/1kV
NYYâ€J 4x2,5 RE 0,6/1kV | NYYâ€J 4x2,5 RE 0,6/1kV
NYYâ€J 4x4 RE 0,6/1kV | NYYâ€J 4x4 RE 0,6/1kV
NYYâ€J 4x6 RE 0,6/1kV | NYYâ€J 4x6 RE 0,6/1kV
NYYâ€J 4x10 RE 0,6/1kV | NYYâ€J 4x10 RE 0,6/1kV
NYYâ€J 4x16 RE 0,6/1kV | NYYâ€J 4x16 RE 0,6/1kV
NYYâ€J 4x25 RM 0,6/1kV | NYYâ€J 4x25 RM 0,6/1kV
NYYâ€J 4x70 SM 0,6/1kV | NYYâ€J 4x70 SM 0,6/1kV
NYYâ€J 3x25 RM/16 RE 0,6/1kV | NYYâ€J 3x25 RM/16 RE 0,6/1kV
NYYâ€J 3x35 SM/16 RE 0,6/1kV | NYYâ€J 3x35 SM/16 RE 0,6/1kV
NYYâ€J 3x50 SM/25 RM 0,6/1kV | NYYâ€J 3x50 SM/25 RM 0,6/1kV
NYYâ€J 3x70 SM/35 SM 0,6/1kV | NYYâ€J 3x70 SM/35 SM 0,6/1kV
NYYâ€J 3x120 SM/70 SM 0,6/1kV | NYYâ€J 3x120 SM/70 SM 0,6/1kV
NYYâ€J 3x150 SM/70 SM 0,6/1kV | NYYâ€J 3x150 SM/70 SM 0,6/1kV
NYYâ€J 3x185 SM/95 SM 0,6/1kV | NYYâ€J 3x185 SM/95 SM 0,6/1kV
NYCY 3x2,5 RE/2,5 0,6/1kV | NYCY 3x2,5 RE/2,5 0,6/1kV
Flexibel , fÃ¼r innen flexible, indoor use not UV resistance (H05VV5-F oder YSLY-J) wire numbered U = 300V / 500V alternativ: Helu JZ-750 U=450/700V -40..+80grd G = with protective conductor gn-ge x = without protective conductor | Flexibel , fÃ¼r innen flexible, indoor use not UV resistance (H05VV5-F oder YSLY-J) wire numbered U = 300V / 500V alternativ: Helu JZ-750 U=450/700V -40..+80grd G = with protective conductor gn-ge x = without protective conductor
Ã–LFLEX CLASSIC 110 3G0,75 | Ã–LFLEX CLASSIC 110 3G0,75
Ã–LFLEX CLASSIC 110 3G1 | Ã–LFLEX CLASSIC 110 3G1
Ã–LFLEX CLASSIC 110 3G1,5 | Ã–LFLEX CLASSIC 110 3G1,5
Ã–LFLEX CLASSIC 110 4G0,75 | Ã–LFLEX CLASSIC 110 4G0,75
Ã–LFLEX CLASSIC 110 4G1,5 | Ã–LFLEX CLASSIC 110 4G1,5
Ã–LFLEX CLASSIC 110 4G2,5 | Ã–LFLEX CLASSIC 110 4G2,5
Ã–LFLEX CLASSIC 110 4G4 | Ã–LFLEX CLASSIC 110 4G4
Ã–LFLEX CLASSIC 110 4G6 | Ã–LFLEX CLASSIC 110 4G6
Install, Connect and Test | Install, Connect and Test
Ã–LFLEX CLASSIC 110 4G10 | Ã–LFLEX CLASSIC 110 4G10
Install, Connect and Test | Install, Connect and Test
Ã–LFLEX CLASSIC 110 4G16 | Ã–LFLEX CLASSIC 110 4G16
Ã–LFLEX CLASSIC 110 4G25 | Ã–LFLEX CLASSIC 110 4G25
Ã–LFLEX CLASSIC 110 4G35 | Ã–LFLEX CLASSIC 110 4G35
Ã–LFLEX CLASSIC 110 5G0,75 | Ã–LFLEX CLASSIC 110 5G0,75
Ã–LFLEX CLASSIC 110 5G1 | Ã–LFLEX CLASSIC 110 5G1
Ã–LFLEX CLASSIC 110 5G1,5 | Ã–LFLEX CLASSIC 110 5G1,5
Ã–LFLEX CLASSIC 110 5G2,5 | Ã–LFLEX CLASSIC 110 5G2,5
Ã–LFLEX CLASSIC 110 5G4 | Ã–LFLEX CLASSIC 110 5G4
Ã–LFLEX CLASSIC 110 7G1 | Ã–LFLEX CLASSIC 110 7G1
Ã–LFLEX CLASSIC 110 7G1,5 | Ã–LFLEX CLASSIC 110 7G1,5
Ã–LFLEX CLASSIC 110 7G2,5 | Ã–LFLEX CLASSIC 110 7G2,5
Ã–LFLEX CLASSIC 110 7G4 | Ã–LFLEX CLASSIC 110 7G4
Ã–LFLEX CLASSIC 110 12G0,75 | Ã–LFLEX CLASSIC 110 12G0,75
Ã–LFLEX CLASSIC 110 12G1 | Ã–LFLEX CLASSIC 110 12G1
Ã–LFLEX CLASSIC 110 12G1,5 | Ã–LFLEX CLASSIC 110 12G1,5
Ã–LFLEX CLASSIC 110 12G2,5 | Ã–LFLEX CLASSIC 110 12G2,5
Ã–LFLEX CLASSIC 110 18G1,5 | Ã–LFLEX CLASSIC 110 18G1,5
Ã–LFLEX CLASSIC 110 25G1,5 | Ã–LFLEX CLASSIC 110 25G1,5
Flexibel , fÃ¼r innen flexible, indoor use not UV resistance Adern farbig U = 600V / 1kV G = with protective conductor gn-ge x = without protective conductor | Flexibel , fÃ¼r innen flexible, indoor use not UV resistance Adern farbig U = 600V / 1kV G = with protective conductor gn-ge x = without protective conductor
Ã–LFLEX CLASSIC 100 450/750V 4G70 | Ã–LFLEX CLASSIC 100 450/750V 4G70
Flexibel , fÃ¼r aussen ( und innen ) flexible, outdoor + indoor use UV resistance , no ground wiring wire numbered U = 600V / 1kV Lapp: -30..+70grd Helu: -40..+80grd G = with protective conductor gn-ge x = without protective conductor | Flexibel , fÃ¼r aussen ( und innen ) flexible, outdoor + indoor use UV resistance , no ground wiring wire numbered U = 600V / 1kV Lapp: -30..+70grd Helu: -40..+80grd G = with protective conductor gn-ge x = without protective conductor
Ã–LFLEX CLASSIC 110 Black 0,6/1kV 3G0,75 | Ã–LFLEX CLASSIC 110 Black 0,6/1kV 3G0,75
Ã–LFLEX CLASSIC 110 Black 0,6/1kV 3G1 | Ã–LFLEX CLASSIC 110 Black 0,6/1kV 3G1
Ã–LFLEX CLASSIC 110 Black 0,6/1kV 3G1,5 | Ã–LFLEX CLASSIC 110 Black 0,6/1kV 3G1,5
Ã–LFLEX CLASSIC 110 Black 0,6/1kV 3G2,5 | Ã–LFLEX CLASSIC 110 Black 0,6/1kV 3G2,5
Ã–LFLEX CLASSIC 110 Black 0,6/1kV 4G0,75 | Ã–LFLEX CLASSIC 110 Black 0,6/1kV 4G0,75
Ã–LFLEX CLASSIC 110 Black 0,6/1kV 4G1,5 | Ã–LFLEX CLASSIC 110 Black 0,6/1kV 4G1,5
Ã–LFLEX CLASSIC 110 Black 0,6/1kV 4G2,5 | Ã–LFLEX CLASSIC 110 Black 0,6/1kV 4G2,5
Ã–LFLEX CLASSIC 110 Black 0,6/1kV 4G4 | Ã–LFLEX CLASSIC 110 Black 0,6/1kV 4G4
Ã–LFLEX CLASSIC 110 Black 0,6/1kV 4G6 | Ã–LFLEX CLASSIC 110 Black 0,6/1kV 4G6
Ã–LFLEX CLASSIC 110 Black 0,6/1kV 4G10 | Ã–LFLEX CLASSIC 110 Black 0,6/1kV 4G10
Ã–LFLEX CLASSIC 110 Black 0,6/1kV 4G16 | Ã–LFLEX CLASSIC 110 Black 0,6/1kV 4G16
Ã–LFLEX CLASSIC 110 Black 0,6/1kV 5G0,75 | Ã–LFLEX CLASSIC 110 Black 0,6/1kV 5G0,75
Ã–LFLEX CLASSIC 110 Black 0,6/1kV 5G1 | Ã–LFLEX CLASSIC 110 Black 0,6/1kV 5G1
Ã–LFLEX CLASSIC 110 Black 0,6/1kV 5G1,5 | Ã–LFLEX CLASSIC 110 Black 0,6/1kV 5G1,5
Ã–LFLEX CLASSIC 110 Black 0,6/1kV 5G2,5 | Ã–LFLEX CLASSIC 110 Black 0,6/1kV 5G2,5
Ã–LFLEX CLASSIC 110 Black 0,6/1kV 5G4 | Ã–LFLEX CLASSIC 110 Black 0,6/1kV 5G4
Ã–LFLEX CLASSIC 110 Black 0,6/1kV 5G10 | Ã–LFLEX CLASSIC 110 Black 0,6/1kV 5G10
Ã–LFLEX CLASSIC 110 Black 0,6/1kV 7G0,75 | Ã–LFLEX CLASSIC 110 Black 0,6/1kV 7G0,75
Ã–LFLEX CLASSIC 110 Black 0,6/1kV 7G1 | Ã–LFLEX CLASSIC 110 Black 0,6/1kV 7G1
Ã–LFLEX CLASSIC 110 Black 0,6/1kV 7G1,5 | Ã–LFLEX CLASSIC 110 Black 0,6/1kV 7G1,5
Ã–LFLEX CLASSIC 110 Black 0,6/1kV 7G2,5 | Ã–LFLEX CLASSIC 110 Black 0,6/1kV 7G2,5
Ã–LFLEX CLASSIC 110 Black 0,6/1kV 12G1 | Ã–LFLEX CLASSIC 110 Black 0,6/1kV 12G1
Ã–LFLEX CLASSIC 110 Black 0,6/1kV 12G1,5 | Ã–LFLEX CLASSIC 110 Black 0,6/1kV 12G1,5
Ã–LFLEX CLASSIC 110 Black 0,6/1kV 12G2,5 | Ã–LFLEX CLASSIC 110 Black 0,6/1kV 12G2,5
Ã–LFLEX CLASSIC 110 Black 0,6/1kV 18G1,5 | Ã–LFLEX CLASSIC 110 Black 0,6/1kV 18G1,5
Ã–LFLEX CLASSIC 110 Black 0,6/1kV 25G1 | Ã–LFLEX CLASSIC 110 Black 0,6/1kV 25G1
Ã–LFLEX CLASSIC 110 Black 0,6/1kV 25G1,5 | Ã–LFLEX CLASSIC 110 Black 0,6/1kV 25G1,5
Ã–LFLEX CLASSIC 110 Black 0,6/1kV 25G2,5 | Ã–LFLEX CLASSIC 110 Black 0,6/1kV 25G2,5
einfach geschirmt, flexibel, fÃ¼r innen flexible, single shield, indoor use nicht UV-bestÃ¤ndig, transparent Adern nummeriert U = 300V / 500V -40..+80grd YSLYCY-J (Ã–lflex FD Classic 810 CY) Helu:U = 300V / 500V Lapp: U= 300V/500 V ab 1,5mm2: 450/750V G = with protective conductor gn-ge x = without protective conductor | einfach geschirmt, flexibel, fÃ¼r innen flexible, single shield, indoor use nicht UV-bestÃ¤ndig, transparent Adern nummeriert U = 300V / 500V -40..+80grd YSLYCY-J (Ã–lflex FD Classic 810 CY) Helu:U = 300V / 500V Lapp: U= 300V/500 V ab 1,5mm2: 450/750V G = with protective conductor gn-ge x = without protective conductor
Ã–LFLEX CLASSIC 110 CY 3G1,5 | Ã–LFLEX CLASSIC 110 CY 3G1,5
Ã–LFLEX CLASSIC 110 CY 4G2,5 | Ã–LFLEX CLASSIC 110 CY 4G2,5
Ã–LFLEX CLASSIC 110 CY 4G4 | Ã–LFLEX CLASSIC 110 CY 4G4
Ã–LFLEX CLASSIC 110 CY 4G6 | Ã–LFLEX CLASSIC 110 CY 4G6
Ã–LFLEX CLASSIC 110 CY 4G10 | Ã–LFLEX CLASSIC 110 CY 4G10
Ã–LFLEX CLASSIC 110 CY 4G16 | Ã–LFLEX CLASSIC 110 CY 4G16
Ã–LFLEX CLASSIC 110 CY BK 0,6/1kV 4G50 | Ã–LFLEX CLASSIC 110 CY BK 0,6/1kV 4G50
Ã–LFLEX CLASSIC 110 CY BK 0,6/1kV 4G70 | Ã–LFLEX CLASSIC 110 CY BK 0,6/1kV 4G70
Ã–LFLEX CLASSIC 110 CY 7G1,5 | Ã–LFLEX CLASSIC 110 CY 7G1,5
einfach geschirmt, flexibel, fÃ¼r innen flexible, single shield, indoor use nicht UV-bestÃ¤ndig, transparent Adern nummeriert U = 300V / 500V -40..+80grd YSLYCY-J (Ã–lflex FD Classic 810 CY) Helu:U = 300V / 500V Lapp: U= 300V/500 V ab 1,5mm2: 450/750V G = with protective conductor gn-ge x = without protective conductor | einfach geschirmt, flexibel, fÃ¼r innen flexible, single shield, indoor use nicht UV-bestÃ¤ndig, transparent Adern nummeriert U = 300V / 500V -40..+80grd YSLYCY-J (Ã–lflex FD Classic 810 CY) Helu:U = 300V / 500V Lapp: U= 300V/500 V ab 1,5mm2: 450/750V G = with protective conductor gn-ge x = without protective conductor
Ã–LFLEX SERVO 2YSLCYKâ€JB 3X70+3G10 BK | Ã–LFLEX SERVO 2YSLCYKâ€JB 3X70+3G10 BK
Ã–LFLEX SERVO 2YSLCYKâ€JB 3X95+3G16 BK | Ã–LFLEX SERVO 2YSLCYKâ€JB 3X95+3G16 BK
Ã–LFLEX SERVO 2YSLCYKâ€JB 3X150+3G25 BK | Ã–LFLEX SERVO 2YSLCYKâ€JB 3X150+3G25 BK
Ã–LFLEX SERVO 2YSLCYKâ€JB 3X95+3G16 BK | Ã–LFLEX SERVO 2YSLCYKâ€JB 3X95+3G16 BK
einfach geschirmt, flexibel, fÃ¼r innen flexible, single shield, indoor use color coded no ground wire -30..+80grd | einfach geschirmt, flexibel, fÃ¼r innen flexible, single shield, indoor use color coded no ground wire -30..+80grd
UNITRONIC LiYCY 2x0,5 | UNITRONIC LiYCY 2x0,5
UNITRONIC LiYCY 2x0,75 | UNITRONIC LiYCY 2x0,75
UNITRONIC LiYCY 3x0,5 | UNITRONIC LiYCY 3x0,5
UNITRONIC LiYCY 4x0,5 | UNITRONIC LiYCY 4x0,5
UNITRONIC LiYCY 6x0,5 | UNITRONIC LiYCY 6x0,5
UNITRONIC LiYCY 7x0,5 | UNITRONIC LiYCY 7x0,5
UNITRONIC LiYCY 8x0,5 | UNITRONIC LiYCY 8x0,5
UNITRONIC LiYCY 12x0,5 | UNITRONIC LiYCY 12x0,5
UNITRONIC LiYCY 18x0,5 | UNITRONIC LiYCY 18x0,5
UNITRONIC LiYCY 25x0,5 | UNITRONIC LiYCY 25x0,5
einfach geschirmt, twisted pair single shield, twisted pair farbcodiert | einfach geschirmt, twisted pair single shield, twisted pair farbcodiert
UNITRONIC LiYCY (TP) 2x2x0,5 | UNITRONIC LiYCY (TP) 2x2x0,5
UNITRONIC LiYCY (TP) 3x2x0,5 | UNITRONIC LiYCY (TP) 3x2x0,5
UNITRONIC LiYCY (TP) 6x2x0,5 | UNITRONIC LiYCY (TP) 6x2x0,5
Flexibel fÃ¼r Energiekette mit UL/cUL flexible for energy chain UL/cUL nummerierte Adern PUR- Mantel Kleine Biegeradien UL/cUL approbiert fÃ¼r Nordamerika G = with protective conductor gn-ge x = without protective conductor | Flexibel fÃ¼r Energiekette mit UL/cUL flexible for energy chain UL/cUL nummerierte Adern PUR- Mantel Kleine Biegeradien UL/cUL approbiert fÃ¼r Nordamerika G = with protective conductor gn-ge x = without protective conductor
Ã–LFLEX FD 855 P 3G1,5 | Ã–LFLEX FD 855 P 3G1,5
Ã–LFLEX FD 855 P 12G1,5 | Ã–LFLEX FD 855 P 12G1,5
Erdung grounding | Erdung grounding
H07Vâ€K 1X16 GNYE | H07Vâ€K 1X16 GNYE
H07Vâ€K 1X25 GNYE | H07Vâ€K 1X25 GNYE
H07Vâ€K 1X50 GNYE | H07Vâ€K 1X50 GNYE
H07Vâ€K 1X70 GNYE | H07Vâ€K 1X70 GNYE
H07Vâ€K 1X95 GNYE | H07Vâ€K 1X95 GNYE
Spezialleitung special cables | Spezialleitung special cables
Ã–LFLEX CLASSIC 100 YELLOW 3G1,5 | Ã–LFLEX CLASSIC 100 YELLOW 3G1,5
Ã–LFLEX CLASSIC 110 Orange 3G1,5 | Ã–LFLEX CLASSIC 110 Orange 3G1,5
CABLE TRAYS FOR Equipement Cables | CABLE TRAYS FOR Equipement Cables
Supply, install, test and put into operation cable trays system, complete with all elbows, tees, reducers, suspension elements, supports, connectors, bonding jumpers, earthing connector, fasteners, covers, studs, fire stopping material, warning signs, bolts, nuts, washers, covers, accessories and all related ancillary works. | Supply, install, test and put into operation cable trays system, complete with all elbows, tees, reducers, suspension elements, supports, connectors, bonding jumpers, earthing connector, fasteners, covers, studs, fire stopping material, warning signs, bolts, nuts, washers, covers, accessories and all related ancillary works.
(200x100)mm | (200x100)mm
Install, Connect and Test | Install, Connect and Test
(300x100)mm | (300x100)mm
Install, Connect and Test | Install, Connect and Test
(400x100)mm | (400x100)mm
Install, Connect and Test | Install, Connect and Test
(500x100)mm | (500x100)mm
Install, Connect and Test | Install, Connect and Test
(600x100)mm | (600x100)mm
Install, Connect and Test | Install, Connect and Test
Hot-Dip Galvanized Perforated Separator, for cable tray 100mm height, 1.5mm thickness, 3000mm length | Hot-Dip Galvanized Perforated Separator, for cable tray 100mm height, 1.5mm thickness, 3000mm length
Install, Connect and Test | Install, Connect and Test
DIVISION 29 - Special Equipement | DIVISION 29 - Special Equipement
VO.(74) LOW VOLTAGE CABLES IMPACT DUE TO ADDING NEW PANELS. | VO.(74) LOW VOLTAGE CABLES IMPACT DUE TO ADDING NEW PANELS.
CU/XLPE/PVC cable [(3x300+150mm2+150mm2)]. | CU/XLPE/STA/PVC cable [(3x185+95)mm2 +95mm2)].
CU/XLPE/STA/PVC cable [(3x120+70)mm2 + 70mm2]. | CU/XLPE/STA/PVC cable [(3x185+95)mm2 +95mm2)].
CU/XLPE/PVC cable [(3x120+70)mm2 + 70mm2]. and all necessary accessories and ancillary works required as specified and as shown on drawings. | CU/XLPE/PVC cable [(3x120+70)mm2 + 70mm2]. and all necessary accessories and ancillary works required as specified and as shown on drawings.
Install | Install
CU/XLPE/PVC cable [(3x185+95)mm2 + 95mm2]. and all necessary accessories and ancillary works required as specified and as shown on drawings. | CU/XLPE/PVC cable [(3x185+95)mm2 + 95mm2]. and all necessary accessories and ancillary works required as specified and as shown on drawings.
Install | Install
CU/XLPE/STA/PVC cable [(3x185+95)mm2 + 95mm2]. and all necessary accessories and ancillary works required as specified and as shown on drawings. | CU/XLPE/STA/PVC cable [(3x185+95)mm2 + 95mm2]. and all necessary accessories and ancillary works required as specified and as shown on drawings.
Install | Install
CU/XLPE/PVC cable [(3x240+120)mm2 + 120mm2]. | CU/XLPE/STA/PVC cable [(3x185+95)mm2 +95mm2)].
CU/XLPE/STA/PVC cable [(3x240+120)mm2 + 120mm2]. | CU/XLPE/STA/PVC cable [(3x185+95)mm2 +95mm2)].
CU/XLPE/PVC cable [(3x50+25)mm2 + 25mm2]. and all necessary accessories and ancillary works required as specified and as shown on drawings. | CU/XLPE/PVC cable [(3x50+25)mm2 + 25mm2]. and all necessary accessories and ancillary works required as specified and as shown on drawings.
Install | Install
CU/XLPE/PVC cable [(4x16)mm2 + 16mm2]. and all necessary accessories and ancillary works required as specified and as shown on drawings. | CU/XLPE/PVC cable [(4x16)mm2 + 16mm2]. and all necessary accessories and ancillary works required as specified and as shown on drawings.
Install | Install
CU/XLPE/STA/PVC cable [(4x16)mm2 + 16mm2]. and all necessary accessories and ancillary works required as specified and as shown on drawings. | CU/XLPE/STA/PVC cable [(4x16)mm2 + 16mm2]. and all necessary accessories and ancillary works required as specified and as shown on drawings.
Install | Install
CU/XLPE/PVC cable [(4x25)mm2 + 16mm2]. and all necessary accessories and ancillary works required as specified and as shown on drawings. | CU/XLPE/PVC cable [(4x25)mm2 + 16mm2]. and all necessary accessories and ancillary works required as specified and as shown on drawings.
Install | Install
CU/XLPE/STA/PVC cable [(4x25)mm2 + 16mm2]. and all necessary accessories and ancillary works required as specified and as shown on drawings. | CU/XLPE/STA/PVC cable [(4x25)mm2 + 16mm2]. and all necessary accessories and ancillary works required as specified and as shown on drawings.
Install | Install
CU/XLPE/PVC cable [(3x35+16)mm2 + 16mm2]. and all necessary accessories and ancillary works required as specified and as shown on drawings. | CU/XLPE/PVC cable [(3x35+16)mm2 + 16mm2]. and all necessary accessories and ancillary works required as specified and as shown on drawings.
Install | Install
CU/XLPE/STA/PVC cable [(3x35+16)mm2 + 16mm2]. and all necessary accessories and ancillary works required as specified and as shown on drawings. | CU/XLPE/STA/PVC cable [(3x35+16)mm2 + 16mm2]. and all necessary accessories and ancillary works required as specified and as shown on drawings.
Install | Install
CU/XLPE/STA/PVC cable [(4x6)mm2 + 6mm2]. and all necessary accessories and ancillary works required as specified and as shown on drawings. | CU/XLPE/STA/PVC cable [(4x6)mm2 + 6mm2]. and all necessary accessories and ancillary works required as specified and as shown on drawings.
Install | Install
CU/XLPE/PVC cable [(3x70+35)mm2 + 35mm2]. and all necessary accessories and ancillary works required as specified and as shown on drawings. | CU/XLPE/PVC cable [(3x70+35)mm2 + 35mm2]. and all necessary accessories and ancillary works required as specified and as shown on drawings.
Install | Install
CU/XLPE/STA/PVC cable [(3x95+50)mm2 + 50mm2]. | CU/XLPE/STA/PVC cable [(3x185+95)mm2 +95mm2)].

## list.2
Description | Qty | supply rate | install rate | Total Amount
SITE DIVISION 26 - ELECTRICAL
26 51 00 - INTERIOR LIGHTING
Supply, install, test & hand-over light fixtures including all lamps & all mounting devices and brackets in compliance with the tender specifications & drawings.
LIGHTING FIXTURES
Light Fixture F1 - Surface Mounted Luminaire (1x30.5W) LED Lamp 220V - 50 HZ. Similar to Philips WT470C L1300 1xLED42S/840 VWM. (Local Manufactures) |  | 2293.92 | 96.12 | 174472.92
Supply | 73 | 2293.92 |  | 167456.16
Install, commect and test | 73 |  | 96.12 | 7016.76
Light Fixture F1E - Similar to (F1) with Battery Back Up. (Local Manufactures) |  | 3429 | 96.12 | 74027.52
Supply | 21 | 3429 |  | 72009
Install, commect and test | 21 |  | 96.12 | 2018.52
Light Fixture F2 - Recessed Mounted Luminaire (1x36W) LED Lamp 220V - 50Hz. Similar to Philips RC125B W60L60 1 xLED36S/840 NOC. (Local Manufactures) |  | 1136.16 | 96.12 | 18484.2
Supply | 15 | 1136.16 |  | 17042.4
Install, commect and test | 15 |  | 96.12 | 1441.8
Light Fixture F2E - Similar to (F2) with Battery Back Up. (Local Manufactures) |  | 2272.32 | 96.12 | 7105.32
Supply | 3 | 2272.32 |  | 6816.96
Install, commect and test | 3 |  | 96.12 | 288.36
Light Fixture F3E - IP65 Surface Mounted Luminaire (1x38W) LED Lamp 220V - 50Hz. Similar to Philips WT120C L1200 1xLED40S/840. With Battery Back Up. (Local Manufactures) |  | 2055.24 | 96.12 | 73146.24
Supply | 34 | 2055.24 |  | 69878.16
Install, commect and test | 34 |  | 96.12 | 3268.08
Light Fixture F4 - Suspended High Bay Luminaire (1x236W) LED Lamp 220V - 50Hz. Similar to Philips BY481P PSD 1 xLED350S/840 MB. (Local Manufactures) |  | 14061.6 | 96.12 | 1274194.8
Supply | 90 | 14061.6 |  | 1265544
Install, commect and test | 90 |  | 96.12 | 8650.8
Light Fixture F7 - Bulk Head Luminaire (1x12W) Led Lamp 220V - 50Hz. (Local Manufactures) |  | 595.08 | 74.52 | 15400.8
Supply | 23 | 595.08 |  | 13686.84
Install, commect and test | 23 |  | 74.52 | 1713.96
Light Fixture F8 - Floodlight Luminaire (1x120W) LED Lamp 220V - 50Hz. Similar to Philips BVP130 1xLED160-4S/740 OFA52. (Local Manufactures) |  | 4326.48 | 153.36 | 125435.52
Supply | 28 | 4326.48 |  | 121141.44
Install, commect and test | 28 |  | 153.36 | 4294.08
Exit Sign (Local Manufactures) |  | 1515.24 | 74.52 | 23846.4
Supply | 15 | 1515.24 |  | 22728.6
Install, commect and test | 15 |  | 74.52 | 1117.8
Light Fixture L5E - (IP-54) SURFACE MOUNTED CIRCULAR LUMINAIRE (1x22w, 2100LM) LED LAMP 220V,50HZ SIMILAR TO (PHILIPS CL261 DS Oyster ) WITH 2 HOURS BACK UP BATTERY OR APPROVED EQUAL (Local Manufactures) |  | 2383.56 | 74.52 | 14748.48
Supply | 6 | 2383.56 |  | 14301.36
Install, commect and test | 6 |  | 74.52 | 447.12
Light Fixture L9- (IP-66) SURFACE MOUNTED LUMINAIRE (1x58w, 7992LM) LED LAMP 220V,50HZ SIMILAR TO (PHILIPS WT470X L1600 WB LED80S/840 NO) OR APPROVED EQUAL (Local Manufactures) |  | 3245.4 | 96.12 | 60147.36
Supply | 18 | 3245.4 |  | 58417.2
Install, commect and test | 18 |  | 96.12 | 1730.16
Light Fixture L9E - SAME TO L9 TYPE BUT WITH 2 HOURS BACK UP BATTERY (Local Manufactures) |  | 4381.56 | 96.12 | 35821.44
Supply | 8 | 4381.56 |  | 35052.48
Install, commect and test | 8 |  | 96.12 | 768.96
Light Fixture L4- (IP-44) RECESSED MOUNTED SLIM DOWNLIGHT LUMINAIRE (1x11w, 1100LM) LED LAMP 220V,50HZ SIMILAR TO (PHILIPS DN145B PSU D166 LED10S/840 NO) OR APPROVED EQUAL |  | 541.08 | 74.52 | 1231.2
Supply | 2 | 541.08 |  | 1082.16
Install, commect and test | 2 |  | 74.52 | 149.04
EXTERIOR LIGHTING. | 0
Supply, install, test & hand-over Street lighting Pole complete with concrete base, Lighting fixtures including all lamps & all mounting devices and brackets in compliance with the tender specifications & drawings. (Local Manufactures)
LF-1 - Street Lighting Pole 8m Height with One Arm and One Lighting Fixture Similar to Philips BGP322 T35 A ECO113/- NO. (Local Manufactures) |  | 8820.36 | 5934.6 | 560688.48
Supply | 38 | 8820.36 |  | 335173.68
Install, commect and test | 38 |  | 5934.6 | 225514.8
LF-2 - Street Lighting Pole 8m Height with Two Arms and Two Lighting Fixtures Similar to Philips BGP322 T35 A ECO113/- NO. (Local Manufactures) |  | 12349.8 | 6137.64 | 591598.08
Supply | 32 | 12349.8 |  | 395193.6
Install, commect and test | 32 |  | 6137.64 | 196404.48
Light Fixture F10 - Fence Luminaire Spherical Shape with LED Lamp 12W. (Local Manufactures) |  | 3515.4 | 172.8 | 508971.6
Supply | 138 | 3515.4 |  | 485125.2
Install, commect and test | 138 |  | 172.8 | 23846.4
26 27 26 - WIRING DEVICES
LIGHT SWITCHES
Supply, install, test & hand-over light switches complete including, conduits, conduit fittings, switches, terminations, earthing, wiring from switches to branch circuit in compliance with the tender specifications & drawings.
One Gang - One Way - 10A Modular Switch |  | 113.4 | 275.4 | 5443.2
Supply | 14 | 113.4 |  | 1587.6
Install, commect and test | 14 |  | 275.4 | 3855.6
Two Gang - One Way - 10A Modular Switch |  | 151.2 | 281.88 | 5196.96
Supply | 12 | 151.2 |  | 1814.4
Install, commect and test | 12 |  | 281.88 | 3382.56
One Gang - Two Way - 10A Modular Switch |  | 125.28 | 278.64 | 3635.28
Supply | 9 | 125.28 |  | 1127.52
Install, commect and test | 9 |  | 278.64 | 2507.76
Two Gang - Two Way - 10A Modular Switch |  | 176.04 | 282.96 | 4590
Supply | 10 | 176.04 |  | 1760.4
Install, commect and test | 10 |  | 282.96 | 2829.6
One Gang - One Way - 10A Modular Switch (W.P) |  | 153.36 | 280.8 | 5209.92
Supply | 12 | 153.36 |  | 1840.32
Install, commect and test | 12 |  | 280.8 | 3369.6
SOCKET OUTLETS :
Supply, install, connect and test socket outlets complete including plaster rings, wiring, earthing, terminations, socket plate, cover, plugs, all necessary accessories and ancillary work according to specification and schedules.
16A Wall Single Socket Outlet IP20 |  | 133.92 | 48.6 | 3650.4
Supply | 20 | 133.92 |  | 2678.4
Install, commect and test | 20 |  | 48.6 | 972
16A Wall Duplex Socket Outlet IP20 |  | 222.48 | 54 | 3594.24
Supply | 13 | 222.48 |  | 2892.24
Install, commect and test | 13 |  | 54 | 702
16A Wall Single Socket Outlet WP IP54 |  | 162 | 54 | 26136
Supply | 121 | 162 |  | 19602
Install, commect and test | 121 |  | 54 | 6534
Floor Box (FB1) - One 16A Duplex UPS Socket + 2 LAN Outlet) |  | 2476.44 | 166.32 | 31713.12
Supply | 12 | 2476.44 |  | 29717.28
Install, commect and test | 12 |  | 166.32 | 1995.84
26 28 16 - ENCLOSED SWITCHES & CIRCUIT BREAKERS
SWITCH FUSES
Supply, install, test & hand-over switch fuses complete including plaster rings, wiring, earthing, terminations, socket plate, cover, plugs, all necessary accessories and ancillary work in compliance with the tender specifications & drawings.
32A Switch Fuse with 2-Pole for AC Unit |  | 163.08 | 131.76 | 6781.32
Supply | 23 | 163.08 |  | 3750.84
Install, commect and test | 23 |  | 131.76 | 3030.48
16A Switch Fuse with 2-Pole for Water Heater & Rolling Shutter door |  | 140.4 | 117.72 | 3989.52
Supply | 15 | 140.4 |  | 2106
Install, commect and test | 16 |  | 117.72 | 1883.52
16A Switch Fuse with 4-Pole for EX. Fan (WP) |  | 589.68 | 152.28 | 37839.96
Supply | 51 | 589.68 |  | 30073.68
Install, commect and test | 51 |  | 152.28 | 7766.28
16A Switch Fuse with 2-Pole for Ex Fan. |  | 140.4 | 117.72 | 11357.28
Supply | 44 | 140.4 |  | 6177.6
Install, commect and test | 44 |  | 117.72 | 5179.68
26 05 19 - LOW VOLTAGE ELECTRICAL POWER CONDUCTORS AND CABLES
Supply, install, test & hand-over PVC insulated 450/750V stranded copper conductor wires & PVC/PVC stranded copper conductor cables from branch circuit panelboards to light & power outlets including raceways, termination, glands and all necessary accessories and ancillary works required for complete operative system in compliance with the tender specifications & drawings. Embedded or concealed surface mounted conduits should be heavy gauge PVC. Exposed mounted conduits should be rigid galvanized steel. Circuits in cable tray should be PVC/PVC multicore cables.
BRANCH CIRCUITS
3x3mm2 for Lighting Outlet |  | 2433.24 | 0
Supply | 237 | 2433.24 | 0 | 576677.88
Install, commect and test | 237 | 0 |  | Included
5x4mm2 CU/PVC for High Bay Lighting outlet , flood lighting & External lighting |  | 3848.04 | 0 | #VALUE!
Supply | 318 | 3848.04 |  | 1223676.72
Install, commect and test | 318 |  | 0 | Included
3x4mm2 CU/PVC for socket outlet |  | 2327.4 | 0 | #VALUE!
Supply | 147 | 2327.4 | 0 | 342127.8
Install, commect and test | 147 | 0 |  | Included
3x4mm2 CU/PVC for acess control outlet |  | 4756.32 | 0 | #VALUE!
Supply | 11 | 4756.32 |  | 52319.52
Install, commect and test | 11 |  | 0 | Included
3x4mm2 CU/PVC for ( IT rack outlet, sound rack, fire alarm panel ) |  | 2557.44 | 0 | #VALUE!
Supply | 9 | 2557.44 | 0 | 23016.96
Install, commect and test | 9 | 0 |  | Included
3x4mm2 CU/PVC for Rolling Shutter Door, Exhaust Fan & Water Heater |  | 2557.44 | 0 | #VALUE!
Supply | 18 | 2557.44 |  | 46033.92
Install, commect and test | 18 |  | 0 | Included
3x6mm2 CU/PVC/PVC for AC outlet |  | 6374.16 | 0 | #VALUE!
Supply | 23 | 6374.16 | 0 | 146605.68
Install, commect and test | 23 | 0 |  | Included
3x4mm2 CU/PVC for Floor BOX |  | 2557.44 | 0 | #VALUE!
Supply | 12 | 2557.44 |  | 30689.28
Install, commect and test | 12 |  | 0 | Included
3x4mm2 CU/PVC for Ex Fan & Fresh Air Fan |  | 2557.44 | 0 | #VALUE!
Supply | 120 | 2557.44 | 0 | 306892.8
Install, commect and test | 120 | 0 |  | Included
3x4mm2 CU/PVC for Electrical Water Heater |  | 2557.44 | 0 | #VALUE!
Supply | 3 | 2557.44 |  | 7672.32
Install, commect and test | 3 |  | 0 | Included
26 24 16 - 26 24 19 - PANELBOARDS |  | 14312.16 | 0 | 76812.84
Supply, install, test & hand-over the following panel boards complete with circuit breakers, bus bars cabinets, conductors, relays, residual current devices, indicator lamps and all necessary accessories and ancillary works required in compliance with the tender specifications & drawings. |  | 14312.16 | 1750.68 | 46437.84
BRANCH CIRCUIT DISTRIBUTION PANEL BOARDS |  | 14312.16 | 0 | 30375
DB-F-1 |  | 14312.16 | 1750.68 | 16062.84
Supply | 1 | 14312.16 |  | 14312.16
Install, commect and test | 1 |  | 1750.68 | 1750.68
DB-F-2 |  | 15879.24 | 1750.68 | 17629.92
Supply | 1 | 15879.24 |  | 15879.24
Install, commect and test | 1 |  | 1750.68 | 1750.68
DB-F-3 |  | 12269.88 | 1750.68 | 14020.56
Supply | 1 | 12269.88 |  | 12269.88
Install, commect and test | 1 |  | 1750.68 | 1750.68
DB-F-4 |  | 8355.96 | 1313.28 | 9669.24
Supply | 1 | 8355.96 |  | 8355.96
Install, commect and test | 1 |  | 1313.28 | 1313.28
DB-F-5 |  | 8515.8 | 1313.28 | 9829.08
Supply | 1 | 8515.8 |  | 8515.8
Install, commect and test | 1 |  | 1313.28 | 1313.28
DB-F-6 |  | 5464.8 | 1313.28 | 6778.08
Supply | 1 | 5464.8 |  | 5464.8
Install, commect and test | 1 |  | 1313.28 | 1313.28
DB-F-UPS1 |  | 7431.48 | 1313.28 | 8744.76
Supply | 1 | 7431.48 |  | 7431.48
Install, commect and test | 1 |  | 1313.28 | 1313.28
DB-F-UPS2 |  | 4892.4 | 1313.28 | 6205.68
Supply | 1 | 4892.4 |  | 4892.4
Install, commect and test | 1 |  | 1313.28 | 1313.28
DB-F-UPS3 |  | 4892.4 | 1313.28 | 6205.68
Supply | 1 | 4892.4 |  | 4892.4
Install, commect and test | 1 |  | 1313.28 | 1313.28
DB-GATE1 |  | 4698 | 1313.28 | 6011.28
Supply | 1 | 4698 |  | 4698
Install, commect and test | 1 |  | 1313.28 | 1313.28
DB-GATE2 |  | 4698 | 1313.28 | 6011.28
Supply | 1 | 4698 |  | 4698
Install, commect and test | 1 |  | 1313.28 | 1313.28
Power Socket Panel (Complete with Main Breaker 63A, Outgoing Breakers, 1No. 3-Phase 5 Pins 63A, 1No. 3-Phase 5 Pins 32A Plug Socket, and 2No. 1-Phase 3 Pins 32A Plug Socket). |  | 7906.68 | 686.88 | 120309.84
Supply | 14 | 7906.68 |  | 110693.52
Install, commect and test | 14 |  | 686.88 | 9616.32
MCC-F-1 |  | 64484.64 | 3441.96 | 67926.6
Supply | 1 | 64484.64 |  | 64484.64
Install, commect and test | 1 |  | 3441.96 | 3441.96
MCC-F-2 |  | 64484.64 | 3441.96 | 67926.6
Supply | 1 | 64484.64 |  | 64484.64
Install, commect and test | 1 |  | 3441.96 | 3441.96
MCC-F-3 |  | 61797.6 | 3441.96 | 65239.56
Supply | 1 | 61797.6 |  | 61797.6
Install, commect and test | 1 |  | 3441.96 | 3441.96
26 05 19 - 26 05 36- 26 05 39 - 26 05 43 - LOW VOLTAGE ELECTRICAL POWER CONDUCTORS AND CABLES | 0 | 37.8 | 0 | 1140480
CABLE FEEDERS |  | 37.8 | 63.72 | 722520
Supply, install, test & hand-over CU/ XLPE/PVC stranded copper conductor cables including raceways, termination, glands and all necessary accessories and ancillary works required for complete operative system in compliance with the tender specifications & drawings. |  | 37.8 | 0 | 417960
CU/XLPE/PVC cable [(4x4)mm2 )]] and all necessary accessories and ancillary works required as specified and as shown on drawings. |  | 37.8 | 63.72 | 304560
Supply | 3000 | 37.8 |  | 113400
Install, Connect and Test | 3000 |  | 63.72 | 191160
CU/XLPE/PVC cable [(4x4)mm2 + 4mm2)]] and all necessary accessories and ancillary works required as specified and as shown on drawings. |  | 45.36 | 63.72 | 845370
Supply | 7750 | 45.36 |  | 351540
Install, Connect and Test | 7750 |  | 63.72 | 493830
CU/XLPE/PVC cable [(4x6)mm2 + 6mm2)]] and all necessary accessories and ancillary works required as specified and as shown on drawings. |  | 65.88 | 77.76 | 88338.6
Supply | 615 | 65.88 |  | 40516.2
Install, Connect and Test | 615 |  | 77.76 | 47822.4
CU/XLPE/PVC cable [(4x10)mm2 + 10mm2)]] and all necessary accessories and ancillary works required as specified and as shown on drawings. |  | 103.68 | 86.4 | 57974.4
Supply | 305 | 103.68 |  | 31622.4
Install, Connect and Test | 305 |  | 86.4 | 26352
CU/XLPE/STA/PVC cable [(4x10)mm2 + 10mm2)]] and all necessary accessories and ancillary works required as specified and as shown on drawings. |  | 114.48 | 98.28 | 317012.4
| 1490 | 114.48 |  | 170575.2
Install, Connect and Test | 1490 |  | 98.28 | 146437.2
CU/XLPE/PVC cable [(4x16)mm2 + 16mm2)]] and all necessary accessories and ancillary works required as specified and as shown on drawings. |  | 156.6 | 106.92 | 457734.24
Supply | 1737 | 156.6 |  | 272014.2
Install, Connect and Test | 1737 |  | 106.92 | 185720.04
CU/XLPE/STA/PVC cable [(4x16)mm2 + 16mm2)]] and all necessary accessories and ancillary works required as specified and as shown on drawings. |  | 0
Supply | 2665 | 169.56 |  | 451877.4
Install, Connect and Test | 2665 |  | 105.84 | 282063.6
CU/XLPE/PVC cable [(4x25)mm2 + 16mm2]] and all necessary accessories and ancillary works required as specified and as shown on drawings. |  | 222.48 | 124.2 | 225342
Supply | 650 | 222.48 |  | 144612
Install, Connect and Test | 650 |  | 124.2 | 80730
CU/XLPE/PVC cable [(4x35)mm2 + 16mm2)]] and all necessary accessories and ancillary works required as specified and as shown on drawings. |  | 291.6 | 141.48 | 173232
Supply | 400 | 291.6 |  | 116640
Install, Connect and Test | 400 |  | 141.48 | 56592
CU/XLPE/PVC cable [(3x50+25)mm2 + 25mm2)]] and all necessary accessories and ancillary works required as specified and as shown on drawings. |  | 362.88 | 164.16 | 129124.8
Supply | 245 | 362.88 |  | 88905.6
Install, Connect and Test | 245 |  | 164.16 | 40219.2
CU/XLPE/STA/PVC cable [(3x50+25)mm2 + 25mm2)]] and all necessary accessories and ancillary works required as specified and as shown on drawings. |  | 373.68 | 126.36 | 75006
Supply | 150 | 373.68 |  | 56052
Install, Connect and Test | 150 |  | 126.36 | 18954
CU/XLPE/PVC cable [(3x70+35)mm2 + 35mm2)]] and all necessary accessories and ancillary works required as specified and as shown on drawings. |  | 517.32 | 184.68 | 50544
Supply | 72 | 517.32 |  | 37247.04
Install, Connect and Test | 72 |  | 184.68 | 13296.96
CU/XLPE/STA/PVC cable [(3x70+35)mm2 + 35mm2)]] and all necessary accessories and ancillary works required as specified and as shown on drawings. |  | 528.12 | 62.64 | 0
Supply | 768 | 528.12
Install, Connect and Test | 768 |  | 62.64
CU/XLPE/PVC cable [(3x95+50)mm2 + 50mm2)]] and all necessary accessories and ancillary works required as specified and as shown on drawings. |  | 711.72 | 197.64 | 477414
Supply | 525 | 711.72 |  | 373653
Install, Connect and Test | 525 |  | 197.64 | 103761
CU/STA/PVC cable [(3x95+50)mm2 + 50mm2)]] and all necessary accessories and ancillary works required as specified and as shown on drawings. |  | 729 | 62.64 | 0
Supply | 500 | 729
Install, Connect and Test | 500 |  | 62.64
CU/XLPE/PVC cable [(3x120+70)mm2 + 70mm2)]] and all necessary accessories and ancillary works required as specified and as shown on drawings. |  | 916.92 | 191.16 | 149590.8
Supply | 135 | 916.92 |  | 123784.2
Install, Connect and Test | 135 |  | 191.16 | 25806.6
CU/XLPE/PVC cable [(3x150+70)mm2 + 70mm2)]] and all necessary accessories and ancillary works required as specified and as shown on drawings. |  | 1070.28 | 173.88 | 149299.2
Supply | 120 | 1070.28 |  | 128433.6
Install, Connect and Test | 120 |  | 173.88 | 20865.6
CU/XLPE/PVC cable [(3x185+95)mm2 + 95mm2)]] and all necessary accessories and ancillary works required as specified and as shown on drawings. |  | 1379.16 | 271.08 | 4777444.8
Supply | 2895 | 1379.16 |  | 3992668.2
Install, Connect and Test | 2895 |  | 271.08 | 784776.6
CU/XLPE/PVC cable [(3x240+120)mm2 +120mm2)]. and all necessary accessories and ancillary works required as specified and as shown on drawings. |  | 1786.32 | 319.68 | 1358370
Supply | 645 | 1786.32 |  | 1152176.4
Install, Connect and Test | 645 |  | 319.68 | 206193.6
CU/XLPE/STA/PVC cable [(3x240+120)mm2 +120mm2)]] and all necessary accessories and ancillary works required as specified and as shown on drawings. |  | 1811.16 | 270 | 936522
Supply | 450 | 1811.16 |  | 815022
Install, Connect and Test | 450 |  | 270 | 121500
CU/XLPE/PVC cable [(3x240+120)mm2 +120mm2)] Fire Rated Cable For Fire Pump and all necessary accessories and ancillary works . |  | 2691.36 | 62.64 | 2754000
Supply | 1000 | 2691.36 |  | 2691360
Install, Connect and Test | 1000 |  | 62.64 | 62640
AL/XLPE/STA/PVC cable [(4x16)mm2 + 16mm2)]. and all necessary accessories and ancillary works . |  | 169.56 | 96.12 | 929880
Supply | 3500 | 169.56 |  | 593460
Install, Connect and Test | 3500 |  | 96.12 | 336420
262500 - ENCLOSED BUS ASSEMBLY |  | 16796.16 | 2534.76 | 554580
Supply, install, connect and test copper busway complete with all necessary accessories and ancillary works required as specified and as shown on drawings. |  | 16796.16 | 0 | 361270.8
Copper busway 2500A complete with all necessary accessories and ancillary works required as specified and as shown on drawings. |  | 16796.16 | 2534.76 | 193309.2
Supply | 10 | 16796.16 |  | 167961.6
Install, Connect and Test | 10 |  | 2534.76 | 25347.6
supply, Install, connect and test copper busway 4000A complete with all necessary accessories and ancillary works required as specified and as shown on drawings. |  | 26872.56 | 3907.44 | 923400
Supply | 30 | 26872.56 |  | 806176.8
Install, Connect and Test | 30 |  | 3907.44 | 117223.2
Copper busway 5000A complete with all necessary accessories and ancillary works required as specified and as shown on drawings. |  | 33591.24 | 5030.64 | 1158656.4
Supply | 30 | 33591.24 |  | 1007737.2
Install, Connect and Test | 30 |  | 5030.64 | 150919.2
26 36 00 - AUTOMATIC TRANSFER SWITCHES (ATS) |  | 1168720.92 | 0 | 2344840.92
Supply, install, connect, and test automatic transfer switch (1600A) complete with all control, monitoring and protection equipment including control cabling and all necessary auxiliary components and ancillary works required for complete operation as specified and as indicated on the drawings and specification. |  | 1168720.92 | 7399.08 | 1176120
Supply | 1 | 1168720.92 |  | 1168720.92
Install, Connect and Test | 1 |  | 7399.08 | 7399.08
POWER TRANSFORMER |  | 0 | 0 | 2110879.44
Supply, install, connect, and test power transformers in accordance with detailed technical specifications complete with all necessary accessories and ancillary works. Transformers must be in compliance with public distribution company regulations. |  | 0 | 0 | 2110879.44
Dry Type Transformers (2500 kVA, 22/0.4 kV) at 50C Ambient Temperature. |  | 0
Supply | 3 | 703626.48 |  | 2110879.44
Install, Connect and Test | 3 |  | 14351.04 | 43053.12
Dry Type transformers (7000 K.V.A, 22/11 KV ) at 50C Ambient Temperature. |  |  | 0
Supply | 1 | 2382278.04 |  | 2382278.04
Install, Connect and Test | 1 |  | 43015.32 | 43015.32
26 13 00 - MEDIUM VOLTAGE SWITCHGEAR |  | 5715168.84 | 0 | 11504793.96
16-Cell, 22kV medium voltage SF6 or vacuum switch gear including feeding & interconnecting all circuit breakers, measuring instruments protective relays, control wiring, and all necessary accessories. The unit components and enclosure specifications shall be in compliance with the public distribution company regulations & the Egyptian code. |  | 5715168.84 | 74456.28 | 5789625.12
Supply | 1 | 5715168.84 |  | 5715168.84
Install, Connect and Test | 1 |  | 74456.28 | 74456.28
22 KV,1250A Transformer Vacuum Circuit Breaker (VCB). The unit components & Enclosure specifications shall be in compliance with the public distribution company regulations & the Egyptian code. |  | 0 | 0 | 0
Supply | 7 |  | 0
Install, Connect and Test | 7 | 0
MV CABLE FEEDERS |  | 554.04 | 159.84 | 6617230.2
Supply, install, connect and test MV cables including raceways, termination, glands and all necessary accessories and ancillary works required for complete operative system. The item shall include all necessary reinforced concrete cross roads sleeves, warning tape & covering bricks . The works include excavation, backfilling & excess soil removal outsie the site. The works shall be complete as per the project specifications, the Egyptian code rules & electric power distribution company regulations. |  | 554.04 | 0 | 4233584.88
AL/XLPE/STA/PVC 18/30 KV cable (3x240)mm2. The item shall include all necessary sleeves, warning tape & covering bricks. The item shall be complete with all necessary accessories and ancillary works required as specified and as shown on drawings. The works shall be complete as per the project specifications, the Egyptian code rules & electric power distribution company regulations. |  | 554.04 | 159.84 | 2383645.32
Supply | 3339 | 554.04 |  | 1849939.56
Install, Connect and Test | 3339 |  | 159.84 | 533705.76
AL/XLPE/STA/PVC 8.7/15 KV cable (3x240) mm2. The item shall include all necessary sleeves, warning tape & covering bricks. The item shall be complete with all necessary accessories and ancillary works required as specified and as shown on drawings. The works shall be complete as per the project specifications, the Egyptian code rules, and electric power distribution company regulations. |  | 484.92 | 141.48 | 300672
Supply | 480 | 484.92 |  | 232761.6
Install, Connect and Test | 480 |  | 141.48 | 67910.4
26 33 00 - BATTERY EQUIPMENT (UPS) |  | 561178.8 | 3808.08 | 1691152.56
Supply, install, connect, and test Uninterruptible Power Supply (UPS) complete including rectifier, control, charger, wave form, earthing and all necessary accessories & all ancillary works required for complete operative system according to the specifications & as shown on drawings. |  | 561178.8 | 0 | 1126165.68
Uninterruptible 80 KVA, 3phase, 400V power supply(UPS) 15 minutes complete including rectifier, control, charger, wave form, earthing and all necessary accessories & all ancillary works required for complete operative system according to the specifications & as shown on drawings. |  | 561178.8 | 3808.08 | 564986.88
Supply | 1 | 561178.8 |  | 561178.8
Install, Connect and Test | 1 |  | 3808.08 | 3808.08
Uninterruptible 40 KVA, 3phase, 400V power supply(UPS) 10minutes complete including rectifier, control, charger, wave form, earthing and all necessary accessories & all ancillary works required for complete operative system according to the specifications & as shown on drawings. |  | 0
Supply | 1 | 381338.28 |  | 381338.28
Install, Connect and Test | 1 |  | 3249.72 | 3249.72
Uninterruptible 25 KVA, 3phase, 400V power supply(UPS) 10minutes complete including rectifier, control, charger, wave form, earthing and all necessary accessories & all ancillary works required for complete operative system according to the specifications & as shown on drawings. |  |  | 0
Supply | 1 | 327213 |  | 327213
Install, Connect and Test | 1 |  | 2843.64 | 2843.64
26 05 26 - LIGHTNING PROTECTION, GROUNDING AND BONDING FOR ELECTRICAL SYSTEMS |  | 507263.04 | 0 | 3357074.16
LIGHTNING PROTECTION SYSTEM |  | 507263.04 | 0 | 1932168.6
Supply, install, connect, and test complete protective lightning protection system complete with earthing pits, earthing electrodes, equalizer bars, earth continuity conductor, complete with all accessories, fixing brackets, test links, complete with all accessories, fixing brackets, test links suspensions, drilling and cutting for complete installation all in accordance with technical specifications and drawings |  | 507263.04 | 0 | 1424905.56
Supply | 1 | 507263.04 | 0 | 507263.04
Install, Connect and Test | 1 | 66935.16 | 0 | 917642.52
DIVISION 26 - ELECTRICAL |  | 66935.16 | 5935.68 | 565159.68
To Summary |  | 66935.16 | 0 | 352482.84
SITE DIVISION 27 - COMMUNICATIONS |  | 66935.16 | 5935.68 | 212676.84
IP NETWORK EQUIPMENT |  | 66935.16 | 0 | 139806
Supply, install, connect and test of main rack complete with passive components main patch panels as specified and indicated in the drawings with all necessary termination, conduits, raceways, patch cords, cables and all necessary accessories required to complete operative system. |  | 66935.16 | 5935.68 | 72870.84
Supply | 1 | 66935.16 |  | 66935.16
Install, Connect and Test | 1 |  | 5935.68 | 5935.68
Supply, install, connect and test of edge distribution rack complete with passive components (patch panels, power strips, ...etc) as specified and indicated in the drawings with all necessary termination, conduits, raceways, patch cords, cables and all necessary accessories required to complete operative system. |  | 19166.76 | 0 | 40534.56
IT RACK MAIN GATE |  | 19166.76 | 2201.04 | 21367.8
Supply | 1 | 19166.76 |  | 19166.76
Install, Connect and Test | 1 |  | 2201.04 | 2201.04
IT RACK GATE1 |  | 19166.76 | 2201.04 | 21367.8
Supply | 1 | 19166.76 |  | 19166.76
Install, Connect and Test | 1 |  | 2201.04 | 2201.04
IT RACK GATE2 |  | 19166.76 | 2201.04 | 21367.8
Supply | 1 | 19166.76 |  | 19166.76
Install, Connect and Test | 1 |  | 2201.04 | 2201.04
Supply, install, connect and test 6-core MM fiber optic cables. The item shall include raceways, splicing, splicing closures, media converters, pig tails fiber SC connectors, fiber cable pulling and all necessary sleeves, accessories and ancillary works. The works shall be complete as per the project specifications and drawings. |  | 180.36 | 0 | 0
Supply | 3500 | 180.36
Install, Connect and Test | 3500 |  | 0
PUBLIC ADDRESS SYSTEM |  | 112266 | 0 | 227084.04
Supply, install, connect and test public address system rack including AM/FM Tuner, CD/DVD player, mixer amplifiers, power amplifiers, paging microphone and complete with all other accessories in compliance with the tender specifications & drawings. The rack shall be equipped with a preset evacuation message that shall be announced upon receival of a signal from the fire alarm system. |  | 112266 | 2552.04 | 114818.04
Supply | 1 | 112266 |  | 112266
Install, Connect and Test | 1 |  | 2552.04 | 2552.04
Supply, install, connect and test sound system outlet with wiring 2x2.5mm2 strand twisted pair PVC insulated copper including raceways, termination boxes and all necessary accessories required for complete operative system of general sound system and as shown on design drawing. Surface mounted conduits shall be galvanized steel. |  | 243977.4 | 0 | #VALUE!
Supply | 1 | 243977.4 |  | 243977.4
Install, Connect and Test | 1 |  | 0 | Included
Supply, install, connect and test the following components: |  | 1280.88 | 0 | 5240.16
Recessed Ceiling Mounted Speakers (3/6/12W). |  | 1280.88 | 58.32 | 2678.4
Supply | 2 | 1280.88 |  | 2561.76
Install, Connect and Test | 2 |  | 58.32 | 116.64
Wall Mounted Horn. |  | 4111.56 | 58.32 | 79227.72
Supply | 19 | 4111.56 |  | 78119.64
Install, Connect and Test | 19 |  | 58.32 | 1108.08
Wall Mounted Volume Control. |  | 801.36 | 58.32 | 859.68
Supply | 1 | 801.36 |  | 801.36
Install, Connect and Test | 1 |  | 58.32 | 58.32
DIVISION 27 - COMMUNICATIONS |  | 93523.68 | 3157.92 | 763979.04
To Summary |  | 93523.68 | 0 | 477092.16
SITE DIVISION 28 - ELECTRONIC SAFETY AND SECURITY |  | 93523.68 | 3157.92 | 286886.88
28 31 00 - ADDRESSABLE FIRE ALARM SYSTEM |  | 93523.68 | 0 | 190205.28
Supply, install, connect and test of UL listed fire alarm control panel - 4no. loops complete including conduits, conduit fittings, boxes, wiring up to fire alarm detectors, fixing and all necessary accessories and ancillary works as specified and as shown on the drawings. |  | 93523.68 | 3157.92 | 96681.6
Supply | 1 | 93523.68 |  | 93523.68
Install, Connect and Test | 1 |  | 3157.92 | 3157.92
Supply, install, connect and test of the following fire alarm system components: |  | 578.88 | 0 | 53460
Addressable Break Glass Manual Station. |  | 578.88 | 57.24 | 27989.28
Supply | 44 | 578.88 |  | 25470.72
Install, Connect and Test | 44 |  | 57.24 | 2518.56
Addressable Indoor Fire Alarm Siren with Flasher. |  | 893.16 | 57.24 | 19958.4
Supply | 21 | 893.16 |  | 18756.36
Install, Connect and Test | 21 |  | 57.24 | 1202.04
Addressable Outdoor Siren. |  | 1355.4 | 57.24 | 31078.08
Supply | 22 | 1355.4 |  | 29818.8
Install, Connect and Test | 22 |  | 57.24 | 1259.28
Addressable Multi Detector. |  | 595.08 | 57.24 | 20221.92
Supply | 31 | 595.08 |  | 18447.48
Install, Connect and Test | 31 |  | 57.24 | 1774.44
Addressable Smoke Detector. |  | 482.76 | 57.24 | 11880
Supply | 22 | 482.76 |  | 10620.72
Install, Connect and Test | 22 |  | 57.24 | 1259.28
Addressable Heat Detector. |  | 425.52 | 57.24 | 5310.36
Supply | 11 | 425.52 |  | 4680.72
Install, Connect and Test | 11 |  | 57.24 | 629.64
Addressable Beam Detector (Emitter ). |  | 6612.84 | 145.8 | 283862.88
Supply | 42 | 6612.84 |  | 277739.28
Install, Connect and Test | 42 |  | 145.8 | 6123.6
Addressable Beam Detector ( Receiver). |  | 6612.84 | 145.8 | 283862.88
Supply | 42 | 6612.84 |  | 277739.28
Install, Connect and Test | 42 |  | 145.8 | 6123.6
Addressable Control Module |  | 12648.96 | 2840.4 | 15489.36
Supply | 1 | 12648.96 |  | 12648.96
Install, Connect and Test | 1 |  | 2840.4 | 2840.4
Addressable Monitor Module |  | 5655.96 | 1136.16 | 6792.12
Supply | 1 | 5655.96 |  | 5655.96
Install, Connect and Test | 1 |  | 1136.16 | 1136.16
Supply, install, connect and test of fire alarm circuits serving the shown detectors and connecting between main and repeaters fire alarm stations complete with duct banks, raceways & raceways supports. The works may include excavation in different soils & backfilling complete with inspection manholes / handholes. |  | 275517.72 | 0 | #VALUE!
Supply | 1 | 275517.72 |  | 275517.72
Install, Connect and Test | 1 |  | 0 | Included
28 13 00 - ACCESS CONTROL SYSTEM |  | 109185.84 | 0 | #VALUE!
Supply, install, connect and test access control system complete including head end equipments. The item shall include conduits, conduit fittings, cabling, complete with all necessary accessories and ancillary works as shown on drawings and as specified in the technical specification in order to provide a complete system. |  | 109185.84 | 0 | #VALUE!
Supply | 1 | 109185.84 |  | 109185.84
Install, Connect and Test | 1 |  | 0 | Included
Supply, install, connect and test of the following access control system components in accordance to project specifications and design drawings. |  | 16823.16 | 0 | 441740.52
Supply, install, connect and test one door access control interface module connect to main panel & all ancillary works required for complete operative system according to the specifications & as shown on drawings. |  | 16823.16 | 333.72 | 223039.44
Supply | 13 | 16823.16 |  | 218701.08
Install, Connect and Test | 13 |  | 333.72 | 4338.36
Supply, install, connect and test request to exit push buttons & all ancillary works required for complete operative system according to the specifications & as shown on drawings. |  | 706.32 | 57.24 | 9926.28
Supply | 13 | 706.32 |  | 9182.16
Install, Connect and Test | 13 |  | 57.24 | 744.12
Supply, install, connect and test electric door Contact & all ancillary works required for complete operative system according to the specifications & as shown on drawings. |  | 923.4 | 57.24 | 12748.32
Supply | 13 | 923.4 |  | 12004.2
Install, Connect and Test | 13 |  | 57.24 | 744.12
Supply, install, connect and test proximity card reader with pin code & all ancillary works required for complete operative system according to the specifications & as shown on drawings. |  | 5871.96 | 57.24 | 59292
Supply | 10 | 5871.96 |  | 58719.6
Install, Connect and Test | 10 |  | 57.24 | 572.4
Supply, install, connect and test proximity card & all ancillary works required for complete operative system according to the specifications & as shown on drawings. |  | 71.28 | 57.24 | 3341.52
Supply | 26 | 71.28 |  | 1853.28
Install, Connect and Test | 26 |  | 57.24 | 1488.24
28 23 00 - CCTV SYSTEM |  | 101957.4 | 0 | 209611.8
Supply, install, connect and test CCTV system complete including conduits, conduit fittings , cabling, complete with all necessary accessories and ancillary works as shown on drawings and as specified in the technical specification in order to provide a complete system The item shall be complete with the specified NVR, PC computer with LCD monitors & software to identify the system on the PC. The item shall be complete as per specification & design drawings. |  | 101957.4 | 5697 | 107654.4
Supply | 1 | 101957.4 |  | 101957.4
Install, Connect and Test | 1 |  | 5697 | 5697
Supplying, installing, connecting and testing the follwing items including cabling, fire retardant PVC conduits, conduit fittings back to related switches and all necessary accessories and ancillary materials and works required for complete installation as specified and as indicated on the drawings. |  | 3824.28 | 0 | 256327.2
Indoor IP CCTV Surveillance Camera |  | 3824.28 | 0 | 179841.6
Supply | 20 | 3824.28 |  | 76485.6
Install, Connect and Test | 20 | 5167.8 |  | 103356
Outdoor IP CCTV Surveillance Camera |  | 4635.36 | 0 | 398704.68
Supply | 33 | 4635.36 |  | 152966.88
Install, Connect and Test | 33 | 7446.6 |  | 245737.8
DIVISION 28 - ELECTRONIC SAFETY AND SECURITY |  | 1461.24 | 0 | 4704761.88
To Summary |  | 1461.24 | 96.12 | 2906139.6
ADMIN. BUILDING |  | 1461.24 | 0 | 1798622.28
Admin Div-26 |  | 1461.24 | 96.12 | 1107517.32
(26 51 00)-INTERIOR LIGHTING. |  | 1461.24 | 0 | 691104.96
supply,Install, test & hand-over light fixtures including all lamps, all mounting devices and brackets in compliance with the tender specifications & drawings :- |  | 1461.24 | 96.12 | 416412.36
LIGHTING FIXTURES |  | 1461.24 | 0 | 274692.6
Light Fixture L1 RECESSED MOUNTED LUMINAIRE (1x42w) LED LAMP 220V,50HZ SIMILAR TO (PHILIPS RC120B W60L60 LED37S/- No) (Local Manufactures) |  | 1461.24 | 96.12 | 141719.76
Supply | 91 | 1461.24 |  | 132972.84
Install, Connect and Test | 91 |  | 96.12 | 8746.92
Light Fixture L1E Same as (L1) with battery back up (Local Manufactures) |  | 2542.32 | 96.12 | 26384.4
Supply | 10 | 2542.32 |  | 25423.2
Install, Connect and Test | 10 |  | 96.12 | 961.2
Light Fixture L4 RECESSED MOUNTED LUMINAIRE (1x11w) LED LAMP 220V,50HZ SIMILAR TO (PHILIPS DN145B PSU D166 LED10S/840 NO) (Local Manufactures) |  | 541.08 | 74.52 | 29548.8
Supply | 48 | 541.08 |  | 25971.84
Install, Connect and Test | 48 |  | 74.52 | 3576.96
Light Fixture L4E Same as (L4) with battery back up (Local Manufactures) |  | 1726.92 | 74.52 | 7205.76
Supply | 4 | 1726.92 |  | 6907.68
Install, Connect and Test | 4 |  | 74.52 | 298.08
Light Fixture L5E SURFACE MOUNTED LUMINAIRE (1x22w) LED LAMP 220V,50HZ SIMILAR TO (PHILIPS CL261 DS Oyster 22W 30-40-65K IP54 ANZ) ) with battery back up (Local Manufactures) |  | 2383.56 | 74.52 | 86032.8
Supply | 35 | 2383.56 |  | 83424.6
Install, Connect and Test | 35 |  | 74.52 | 2608.2
Light Fixture L6 RECESSED MOUNTED LUMINAIRE (1x11.8w) LED LAMP 220V,50HZ SIMILAR TO (PHILIPS DN570B PSE-E C) (Local Manufactures) |  | 1569.24 | 74.52 | 4931.28
Supply | 3 | 1569.24 |  | 4707.72
Install, Connect and Test | 3 |  | 74.52 | 223.56
Light Fixture L6E Same as (L6) with battery back up (Local Manufactures) |  | 2650.32 | 74.52 | 8174.52
Supply | 3 | 2650.32 |  | 7950.96
Install, Connect and Test | 3 |  | 74.52 | 223.56
Light Fixture L9 SURFACE MOUNTED LUMINAIRE (1x58.5w) LED LAMP 220V,50HZ SIMILAR TO (PHILIPS WT470X LED80S/840 WB ACW TW1 L1600) (Local Manufactures) |  | 1356.48 | 96.12 | 2905.2
Supply | 2 | 1356.48 |  | 2712.96
Install, Connect and Test | 2 |  | 96.12 | 192.24
WALL MOUNTED EXIT SIGN (Local Manufactures) |  | 1515.24 | 92.88 | 9648.72
Supply | 6 | 1515.24 |  | 9091.44
Install, Connect and Test | 6 |  | 92.88 | 557.28
CEILING MOUNTED EXIT SIGN (Local Manufactures) |  | 1893.24 | 92.88 | 5958.36
Supply | 3 | 1893.24 |  | 5679.72
Install, Connect and Test | 3 |  | 92.88 | 278.64
Light Fixture L8 (IP-65) SURFACE MOUNTED BULK HEAD LUMINAIRE (1x12w, 960LM) LED LAMP 220V,50HZ SIMILAR TO (PHILIPS WT045C LED12/NW PSU CFW L1065) (Local Manufactures) |  | 217.08 | 74.52 | 2916
Supply | 10 | 217.08 |  | 2170.8
Install, Connect and Test | 10 |  | 74.52 | 745.2
(26 27 26)-WIRING DEVICES |  | 113.4 | 0 | 44582.4
LIGHT SWITCHES : |  | 113.4 | 275.4 | 28512
Supply, Install, test & hand-over light switches complete including, conduits, conduit fittings, switches, terminations, earthing, wiring from switches to branch circuit in compliance with the tender specifications & drawings :- |  | 113.4 | 0 | 16070.4
One gang,One Way 10A modular Switch |  | 113.4 | 275.4 | 12441.6
Supply | 32 | 113.4 |  | 3628.8
Install, Connect and Test | 32 |  | 275.4 | 8812.8
One gang,One Way 10A modular Switch (water proof) |  | 153.36 | 280.8 | 6946.56
Supply | 16 | 153.36 |  | 2453.76
Install, Connect and Test | 16 |  | 280.8 | 4492.8
Two gang,One Way 10A modular Switch |  | 154.44 | 281.88 | 436.32
Supply | 1 | 154.44 |  | 154.44
Install, Connect and Test | 1 |  | 281.88 | 281.88
One gang,Two Way 10A modular Switch |  | 125.28 | 278.64 | 3231.36
Supply | 8 | 125.28 |  | 1002.24
Install, Connect and Test | 8 |  | 278.64 | 2229.12
SOCKET OUTLETS : |  | 133.92 | 48.6 | 25945.92
Supply, install, connect and test socket outlets complete including plaster rings, wiring, earthing, terminations, socket plate, cover, plugs, all necessary accessories and ancillary work according to specification and schedules |  | 133.92 | 0 | 16454.88
16A wall single socket outlet IP=20 |  | 133.92 | 48.6 | 9491.04
Supply | 52 | 133.92 |  | 6963.84
Install, Connect and Test | 52 |  | 48.6 | 2527.2
16A wall duplex socket outlet IP=20 |  | 222.48 | 54 | 2764.8
Supply | 10 | 222.48 |  | 2224.8
Install, Connect and Test | 10 |  | 54 | 540
16A wall duplex socket outlet IP=20, fed from Emergency |  | 361.8 | 54 | 415.8
Supply | 1 | 361.8 |  | 361.8
Install, Connect and Test | 1 |  | 54 | 54
16A wall duplex socket outlet IP=20, fed from UPS |  | 233.28 | 54 | 2585.52
Supply | 9 | 233.28 |  | 2099.52
Install, Connect and Test | 9 |  | 54 | 486
16A wall single socket outlet (water proof) IP=54 |  | 162 | 54 | 1728
Supply | 8 | 162 |  | 1296
Install, Connect and Test | 8 |  | 54 | 432
16A duplex socket outlet IP=20 (BUILT-IN FURNITURE) . |  | 222.48 | 54 | 14653.44
Supply | 53 | 222.48 |  | 11791.44
Install, Connect and Test | 53 |  | 54 | 2862
16A Duplex socket outlet IP=20 fed from UPS (BUILT-IN FURNITURE) . |  | 233.28 | 54 | 16949.52
Supply | 59 | 233.28 |  | 13763.52
Install, Connect and Test | 59 |  | 54 | 3186
26 2816 - ENCLOSED SWITCHES & CIRCUIT BREAKERS |  | 158.76 | 0 | 25758
Supply, Install, test & hand-over switch fuses complete including plaster rings, wiring, earthing, terminations, socket plate, cover, plugs, all necessary accessories and ancillary work in compliance with the tender specifications & drawings :- |  | 158.76 | 78.84 | 15849
DISCONNECT SWITCH POWER OUTLET |  | 158.76 | 0 | 9909
20A disconnect switch with two pole ceiling mounted for AC Unit |  | 158.76 | 78.84 | 5940
Supply | 25 | 158.76 |  | 3969
Install, Connect and Test | 25 |  | 78.84 | 1971
32A disconnect switch with two pole for AC Unit |  | 0
Supply | 1 | 170.64 |  | 170.64
Install, Connect and Test | 1 |  | 95.04 | 95.04
20A disconnect switch with two pole for water heater |  | 147.96 | 78.84 | 2041.2
Supply | 9 | 147.96 |  | 1331.64
Install, Connect and Test | 9 |  | 78.84 | 709.56
20A disconnect switch with 2 poles for Ex. Fan ( WP) |  | 281.88 | 115.56 | 1192.32
Supply | 3 | 281.88 |  | 845.64
Install, Connect and Test | 3 |  | 115.56 | 346.68
32A disconnect switch with 4 poles for Elevator |  | 683.64 | 95.04 | 778.68
Supply | 1 | 683.64 |  | 683.64
Install, Connect and Test | 1 |  | 95.04 | 95.04
26 05 19-LOW VOLTAGE ELECTRICAL POWER CONDUCTORS AND CABLES |  | 874.8 | 0 | #VALUE!
Supply, Install, test & hand-over PVC insulated 450/750V stranded copper conductor wires & PVC/PVC stranded copper conductor cables from branch circuit panelboards to light & power outlets including raceways, termination, glands and all necessary accessories and ancillary works required for complete operative system in compliance with the tender specifications & drawings. Embedded or concealed surface mounted conduits should be heavy gauge PVC. Exposed mounted conduits should be EMT. Circuits in cable tray should be PVC/PVC multicore cables. :- |  | 874.8 | 0 | #VALUE!
BRANCH CIRCUITS |  | 874.8 | 0 | #VALUE!
3x3mm2 for Lighting outlet |  | 874.8 | 0 | #VALUE!
Supply | 310 | 874.8 |  | 271188
Install, Connect and Test | 310 |  | 0 | Included
3x4mm2 for socket outlet |  | 390.96 | 0 | 137179.44
Supply | 266 | 390.96 |  | 103995.36
Install, Connect and Test | 266 | 576.72 | 0 | 33184.08
3x4mm2 for acess control outlet |  | 576.72 | 0 | 31453.92
Supply | 3 | 576.72 |  | 1730.16
Install, Connect and Test | 3 | 576.72 | 0 | 29723.76
3x4mm2 for ( IT rack outlet, sound rack, fire alarm panel ) |  | 576.72 | 0 | 27416.88
Supply | 4 | 576.72 |  | 2306.88
Install, Connect and Test | 4 | 0 | 0 | 25110
3x4mm2 power outlet for hand dryer outlet, water heater, EXF |  | 0
Supply | 15 | 1674 |  | 25110
Install, Connect and Test | 15 | 1504.44 | 0 | 262001.52
3x6mm2 for AC outlet |  | 1504.44 | 0 | 221381.64
Supply | 27 | 1504.44 |  | 40619.88
Install, Connect and Test | 27 | 1674 | 0 | 180761.76
3x4mm2 for AC outlet |  | 1674 | 1313.28 | 135563.76
Supply | 27 | 1674 |  | 45198
Install, Connect and Test | 27 | 10474.92 | 1313.28 | 90365.76
( 26 24 16)- (26 24 19) PANELBOARDS |  | 10474.92 | 0 | 56314.44
Supply, Install, test & hand-over the following panel boards complete with circuit breakers, bus bars cabinets, conductors, relays, residual current devices, indicator lamps and all necessary accessories and ancillary works required in compliance with the tender specifications & drawings :- |  | 10474.92 | 1313.28 | 34051.32
BRANCH CIRCUIT DISTRIBUTION PANEL BOARDS |  | 10474.92 | 0 | 22263.12
PP-AD-GR-01 |  | 10474.92 | 1313.28 | 11788.2
Supply | 1 | 10474.92 |  | 10474.92
Install, Connect and Test | 1 |  | 1313.28 | 1313.28
PP-AD-F-01 |  | 10429.56 | 1313.28 | 11742.84
Supply | 1 | 10429.56 |  | 10429.56
Install, Connect and Test | 1 |  | 1313.28 | 1313.28
EPP-AD-GR-01 |  | 7347.24 | 1313.28 | 8660.52
Supply | 1 | 7347.24 |  | 7347.24
Install, Connect and Test | 1 |  | 1313.28 | 1313.28
UPP-AD-GR-01 |  | 6384.96 | 1313.28 | 7698.24
Supply | 1 | 6384.96 |  | 6384.96
Install, Connect and Test | 1 |  | 1313.28 | 1313.28
UPP-AD-F-01 |  | 7588.08 | 1313.28 | 8901.36
Supply | 1 | 7588.08 |  | 7588.08
Install, Connect and Test | 1 |  | 1313.28 | 1313.28
26 24 13 SUB FEEDER DISTRIBUTION PANEBOARDS |  | 20863.44 | 0 | 43477.56
DB-AD-GR-01 |  | 20863.44 | 1750.68 | 22614.12
Supply | 1 | 20863.44 |  | 20863.44
Install, Connect and Test | 1 |  | 1750.68 | 1750.68
EDB-AD-GR-01 |  | 20023.2 | 1750.68 | 21773.88
Supply | 1 | 20023.2 |  | 20023.2
Install, Connect and Test | 1 |  | 1750.68 | 1750.68
UDB-AD-GR-01 |  | 5233.68 | 1313.28 | 6546.96
Supply | 1 | 5233.68 |  | 5233.68
Install, Connect and Test | 1 |  | 1313.28 | 1313.28
(26 05 19) - (26 05 36)- (26 05 39) - (26 05 43)LOW VOLTAGE ELECTRICAL POWER CONDUCTORS AND CABLES |  | 65.88 | 0 | 18727.2
Supply, Install, test & hand-over CU/ XLPE/PVC stranded copper conductor cables including raceways, termination, glands, and all necessary accessories and ancillary works required for complete operative system in compliance with the tender specifications & drawings. |  | 65.88 | 98.28 | 11826
CABLE FEEDERS |  | 65.88 | 0 | 6901.2
CU/PVC/PVC cable [(4x6)mm2 + 6mm2)]] and all necessary accessories and ancillary works required as specified and as shown on drawings. |  | 65.88 | 98.28 | 4924.8
Supply | 30 | 65.88 |  | 1976.4
Install, Connect and Test | 30 |  | 98.28 | 2948.4
CU/PVC/PVC cable [(4x10)mm2 + 10mm2)]] and all necessary accessories and ancillary works required as specified and as shown on drawings. |  | 103.68 | 128.52 | 12771
Supply | 55 | 103.68 |  | 5702.4
Install, Connect and Test | 55 |  | 128.52 | 7068.6
CU/PVC/PVC cable [(3x35+16)mm2 + 16mm2)]] and all necessary accessories and ancillary works required as specified and as shown on drawings. |  | 291.6 | 138.24 | 27939.6
Supply | 65 | 291.6 |  | 18954
Install, Connect and Test | 65 |  | 138.24 | 8985.6
26 36 00-TRANSFER SWITCHES |  | 127619.28 | 0 | 255484.8
Static transfer switch (40A, 1-ph) complete with all control, monitoring and protection equipment including control cabling and all necessary auxiliary components and ancillary works required for complete operation as specified and as indicated on the drawings |  | 127619.28 | 246.24 | 127865.52
Supply | 1 | 127619.28 |  | 127619.28
Install, Connect and Test | 1 |  | 246.24 | 246.24
26 33 00 - BATTERY EQUIPMENT (UPS) |  | 381338.28 | 0 | 765926.28
Uninterruptible online double conversion UPS 40 KVA, 3phase, 380V power supply "UPS-01", 10 minutes complete including rectifier, control, charger, wave form, earthing and all necessary accessories & all ancillary works required for complete operative system according to the specifications & as shown on drawings. |  | 381338.28 | 3249.72 | 384588
Supply | 1 | 381338.28 |  | 381338.28
Install, Connect and Test | 1 |  | 3249.72 | 3249.72
Uninterruptible online double conversion dual parallel redundant UPS (1+1) 2x5 KVA, 1phase, 220V power supply "UPS-SR-1 & UPS-SR-2", 10minutes complete including rectifier, control, charger, wave form, earthing and all necessary accessories & all ancillary works required for complete operative system according to the specifications & as shown on drawings. |  | 101280.24 | 1244.16 | 102524.4
Supply | 1 | 101280.24 |  | 101280.24
Install, Connect and Test | 1 |  | 1244.16 | 1244.16
DIVISION 26 - ELECTRICAL |  | 335.88 | 0 | 222944.4
To Summary |  | 335.88 | 2241 | 138920.4
ADMIN DIVISION 27 - COMMUNICATIONS |  | 335.88 | 0 | 84024
LIGHT CURRENT SYSTEM |  | 335.88 | 2241 | 54896.4
Supply, install, connect and test the following Telecom / FXta system complete including wiring devices, conduits, conduit fittings, UTP Cat 6 conduits between the outlets to the respective access switches,, earthing complete including plaster rings, wiring, earthing terminations, socket plate, cover, plugs, and all necessary accessories and ancillary works for a complete system. |  | 335.88 | 0 | 29127.6
RJ45 CAT.6 TELEPHONE OUTLET . |  | 335.88 | 2241 | 25768.8
Supply | 10 | 335.88 |  | 3358.8
Install, Connect and Test | 10 |  | 2241 | 22410
RJ45 CAT.6 DATA OUTLET. |  | 335.88 | 2241 | 36076.32
Supply | 14 | 335.88 |  | 4702.32
Install, Connect and Test | 14 |  | 2241 | 31374
RJ45 CAT.6 OUTLET FOR WIRELESS ACCESS POINT. |  | 335.88 | 2438.64 | 22196.16
Supply | 8 | 335.88 |  | 2687.04
Install, Connect and Test | 8 |  | 2438.64 | 19509.12
RJ45 CAT.6 TELEPHONE OUTLET &DATA OUTLET (BUILT-IN FURNITURE) . |  | 335.88 | 2338.2 | 149748.48
Supply | 56 | 335.88 |  | 18809.28
Install, Connect and Test | 56 |  | 2338.2 | 130939.2
HDMI OUTLET |  | 335.88 | 2241 | 5153.76
Supply | 2 | 335.88 |  | 671.76
Install, Connect and Test | 2 |  | 2241 | 4482
RJ45 CAT.6 MATV OUTLET . |  | 335.88 | 2241 | 5153.76
Supply | 2 | 335.88 |  | 671.76
Install, Connect and Test | 2 |  | 2241 | 4482
[27 13 00, 27 13 05, 27 15 05, 27 20 00, 27 30 00]IP NETWORK EQUIPMENT |  | 29770.2 | 0 | 62838.72
Supply install, connect and test main rack complete with main patch panel as specified and indicated in the drawings with all necessary termination, conduits, raceways, patch cords, cables & accessories required to complete an aderquate operative system. |  | 29770.2 | 3298.32 | 33068.52
Supply | 1 | 29770.2 |  | 29770.2
Install, Connect and Test | 1 |  | 3298.32 | 3298.32
Supply install, connect and test of edge distribution rack complete with passive components( patch panels, power strips, ...etc) as specified and indicated in the drawings with all necessary termination, conduits, raceways, patch cords, cables and all necessary accessories required to complete operative system. |  | 39882.24 | 0 | 86625.72
TC-RACK-GR |  | 39882.24 | 6861.24 | 46743.48
Supply | 1 | 39882.24 |  | 39882.24
Install, Connect and Test | 1 |  | 6861.24 | 6861.24
TC-RACK-FR |  | 39882.24 | 6861.24 | 46743.48
Supply | 1 | 39882.24 |  | 39882.24
Install, Connect and Test | 1 |  | 6861.24 | 6861.24
Supply, install, connect and test 6 core M.M fiber optic cable , The item shall include raceways, splicing , splicing closures ,media converter, pig tails fiber SC connectors ,fiber cable pulling & all necessary sleeves. The works shall be complete as per the project specifications |  | 640.44 | 0 | 64044
Supply | 100 | 640.44 |  | 64044
Install, Connect and Test | 100 |  | 0 | 0
PUBLIC ADDRESS SYSTEM |  | 83871.72 | 0 | 170295.48
Supply, install, connect and test Public Address system rack including AM/FM Tuner , CD/DVD Player , mixer Amplifiers, Power Amplifiers ,Paging Microphone and complete with all other accessories in compliance with the tender specifications & drawings . The rack shall be equipped with a preset evacuation massege that shall be announced upon receival of a signal from the fire alarm . |  | 83871.72 | 2552.04 | 86423.76
Supply | 1 | 83871.72 |  | 83871.72
Install, Connect and Test | 1 |  | 2552.04 | 2552.04
Supply , install , connect and test sound system outlet with wiring 2*2.5mm2 strand twisted pair PVC insulated copper including race ways , termination boxes and all necessary accessories requied for complete operative system of general sound system and as shown on design drawing surface mounted conduits should be galvanized steel , |  | 28068.12 | 0 | 28068.12
Supply | 1 | 28068.12 |  | 28068.12
Install, Connect and Test | 1 |  | 0 | 0
Supply , install , connect and test Recessed ceiling mounted 3/6/12w sound speakers |  | 1280.88 | 58.32 | 20088
Supply | 15 | 1280.88 |  | 19213.2
Install, Connect and Test | 15 |  | 58.32 | 874.8
Supply , install , connect and test wall mounted volume control |  | 801.36 | 58.32 | 1719.36
Supply | 2 | 801.36 |  | 1602.72
Install, Connect and Test | 2 |  | 58.32 | 116.64
DIVISION 27 - COMMUNICATIONS |  | 33630.12 | 2843.64 | 283259.16
To Summary |  | 33630.12 | 0 | 176681.52
ADMIN DIVISION 28 - ELECTRONIC SAFETY AND SECURITY |  | 33630.12 | 2843.64 | 106577.64
(28 31 00)-ADDRESSABLE FIRE ALARM SYSTEM |  | 33630.12 | 0 | 70103.88
Supply, install, connect and test of UL LISTED main fire alarm station 4 no loops complete including conduits, conduit fittings, boxes, wiring up to fire alarm detectors, fixing and all necessary accessories and ancillary works as specified and as shown on the drawings. |  | 33630.12 | 2843.64 | 36473.76
Supply | 1 | 33630.12 |  | 33630.12
Install, Connect and Test | 1 |  | 2843.64 | 2843.64
Supply, install, connect and test of addressable break glass manual station |  | 578.88 | 57.24 | 3816.72
Supply | 6 | 578.88 |  | 3473.28
Install, Connect and Test | 6 |  | 57.24 | 343.44
Supply, install, connect and test of addressable Indoor fire alarm siren with flasher |  | 893.16 | 57.24 | 5702.4
Supply | 6 | 893.16 |  | 5358.96
Install, Connect and Test | 6 |  | 57.24 | 343.44
Supply, install, connect and test of addressable Smoke Detector . |  | 482.76 | 57.24 | 18360
Supply | 34 | 482.76 |  | 16413.84
Install, Connect and Test | 34 |  | 57.24 | 1946.16
Supply, install, connect and test of addressable Heat Detector . |  | 425.52 | 57.24 | 965.52
Supply | 2 | 425.52 |  | 851.04
Install, Connect and Test | 2 |  | 57.24 | 114.48
Supply, install, connect and test of addressable control modules. |  | 2108.16 | 474.12 | 2582.28
Supply | 1 | 2108.16 |  | 2108.16
Install, Connect and Test | 1 |  | 474.12 | 474.12
Supply, install, connect and test of addressable monitor modules. |  | 1414.8 | 284.04 | 1698.84
Supply | 1 | 1414.8 |  | 1414.8
Install, Connect and Test | 1 |  | 284.04 | 284.04
Supply, install, connect and test of fire alarm circuits serving the shown detectors and connecting between main and repeaters fire alarm stations complete with duct banks, raceways & raceways supports. The works may include excavation in different soils & backfilling complete with inspection manholes / handholes |  | 85492.8 | 0 | #VALUE!
Supply | 1 | 85492.8 |  | 85492.8
Install, Connect and Test | 1 |  | 0 | included
(28 13 00)-ACCESS CONTROL SYSTEM |  | 13102.56 | 0 | #VALUE!
Supply, install, connect and test access control system complete including head end equipments. The item shall include conduits, conduit fittings, cabling, complete with all necessary accessories and ancillary works as shown on drawings and as specified in the technical specification in order to provide a complete system. |  | 13102.56 | 0 | #VALUE!
Supply | 1 | 13102.56 |  | 13102.56
Install, Connect and Test | 1 |  | 0 | included
Supply, install, connect and test one door access control interface module connect to main panel & all ancillary works required for complete operative system according to the specifications & as shown on drawings. |  | 16823.16 | 333.72 | 51470.64
Supply | 3 | 16823.16 |  | 50469.48
Install, Connect and Test | 3 |  | 333.72 | 1001.16
Supply, install, connect and test request to exit push buttons & all ancillary works required for complete operative system according to the specifications & as shown on drawings. |  | 706.32 | 57.24 | 2290.68
Supply | 3 | 706.32 |  | 2118.96
Install, Connect and Test | 3 |  | 57.24 | 171.72
Supply, install, connect and test electric door Contact & all ancillary works required for complete operative system according to the specifications & as shown on drawings. |  | 923.4 | 57.24 | 2941.92
Supply | 3 | 923.4 |  | 2770.2
Install, Connect and Test | 3 |  | 57.24 | 171.72
Supply, install, connect and test proximity card reader with pin code & all ancillary works required for complete operative system according to the specifications & as shown on drawings. |  | 5871.96 | 57.24 | 17787.6
Supply | 3 | 5871.96 |  | 17615.88
Install, Connect and Test | 3 |  | 57.24 | 171.72
Supply, install, connect and test proximity card & all ancillary works required for complete operative system according to the specifications & as shown on drawings. |  | 71.28 | 57.24 | 771.12
Supply | 6 | 71.28 |  | 427.68
Install, Connect and Test | 6 |  | 57.24 | 343.44
(8 23 00)-CCTV SYSTEM |  | 101957.4 | 0 | 208983.24
Supply, install, connect and test CCTV system complete including conduits, conduit fittings , cabling, complete with all necessary accessories and ancillary works as shown on drawings and as specified in the technical specification in order to provide a complete system The item shall be complete with the specified NVR, PC computer with LCD monitors & software to identify the system on the PC. The item shall be complete as per specification & design drawings. |  | 101957.4 | 5068.44 | 107025.84
Supply | 1 | 101957.4 |  | 101957.4
Install, Connect and Test | 1 |  | 5068.44 | 5068.44
Supplying, installing, connecting and testing the follwing items including cabling, fire retarFXnt PVC conduits, conduit fittings back to related switches and all necessary accessories and ancillary materials and works required for complete installation as specified and as indicated on the drawings. |  | 3824.28 | 0 | 101498.4
INDOOR IP- CCTV SURVEILLANCE CAMERA |  | 3824.28 | 2501.28 | 63255.6
Supply | 10 | 3824.28 |  | 38242.8
Install, Connect and Test | 10 |  | 2501.28 | 25012.8
DIVISION 28 - ELECTRONIC SAFETY AND SECURITY |  | 541.08 | 74.52 | 452103.12
To Summary |  | 541.08 | 0 | 279462.96
WAREHOUSE BUILDING |  | 541.08 | 74.52 | 172640.16
WareHouse Div-26 |  | 541.08 | 0 | 106822.8
DIVISION 26 - ELECTRICAL |  | 541.08 | 74.52 | 65817.36
(26 51 00)-INTERIOR LIGHTING. |  | 541.08 | 0 | 41005.44
supply,Install, test & hand-over light fixtures including all lamps & all mounting devices and brackets in compliance with the tender specifications & drawings :- |  | 541.08 | 74.52 | 24811.92
LIGHTING FIXTURES |  | 541.08 | 0 | 16193.52
Light Fixture L4 (IP-44) RECESSED MOUNTED SLIM DOWNLIGHT LUMINAIRE (1x11w, 1100LM) LED LAMP 220V,50HZ SIMILAR TO (PHILIPS DN145B PSU D166 LED10S/840 NO) (Local Manufactures) |  | 541.08 | 74.52 | 8618.4
Supply | 14 | 541.08 |  | 7575.12
Install, Connect and Test | 14 |  | 74.52 | 1043.28
Light Fixture L4E Same as (L4) WITH 2 HOURS BACK UP BATTERY (Local Manufactures) |  | 1726.92 | 74.52 | 7205.76
Supply | 4 | 1726.92 |  | 6907.68
Install, Connect and Test | 4 |  | 74.52 | 298.08
Light Fixture L5E (IP-54) SURFACE MOUNTED CIRCULAR LUMINAIRE (1x22w, 2100LM) LED LAMP 220V,50HZ SIMILAR TO (PHILIPS CL261 DS Oyster ) WITH 2 HOURS BACK UP BATTERY (Local Manufactures) |  | 2383.56 | 74.52 | 49161.6
Supply | 20 | 2383.56 |  | 47671.2
Install, Connect and Test | 20 |  | 74.52 | 1490.4
Light Fixture L6 (IP-20) RECESSED MOUNTED DOWNLIGHT LUMINAIRE (1x9.2w, 1300LM) LED LAMP 220V,50HZ SIMILAR TO (PHILIPS DN570B LED12S/840 PSU-E C WH) (Local Manufactures) |  | 1569.24 | 74.52 | 14793.84
Supply | 9 | 1569.24 |  | 14123.16
Install, Connect and Test | 9 |  | 74.52 | 670.68
Light Fixture L6E Same as (L6) WITH 2 HOURS BACK UP BATTERY (Local Manufactures) |  | 2650.32 | 74.52 | 8174.52
Supply | 3 | 2650.32 |  | 7950.96
Install, Connect and Test | 3 |  | 74.52 | 223.56
Light Fixture L7 (IP-65) SURFACE MOUNTED EXPLOSION PROOF LUMINAIRE CERTIFIED FOR HAZARDOUS LOCATIONS CLASS 1, DIVISION 2, GROUPS A, B, C, AND D (1x54.1w, 6535LM) LED LAMP 220V,50HZ SIMILAR TO (HEM4-40HL-DFA-EU) (Local Manufactures) |  | 14180.4 | 123.12 | 85821.12
Supply | 6 | 14180.4 |  | 85082.4
Install, Connect and Test | 6 |  | 123.12 | 738.72
Light Fixture L7E Same as (L7) WITH 2 HOURS BACK UP BATTERY (Local Manufactures) |  | 16770.24 | 123.12 | 33786.72
Supply | 2 | 16770.24 |  | 33540.48
Install, Connect and Test | 2 |  | 123.12 | 246.24
Light Fixture L8 (IP-65) SURFACE MOUNTED BULK HEAD LUMINAIRE (1x12w, 960LM) LED LAMP 220V,50HZ SIMILAR TO (PHILIPS WT045C LED12/NW PSU CFW L1065) (Local Manufactures) |  | 217.08 | 74.52 | 2916
Supply | 10 | 217.08 |  | 2170.8
Install, Connect and Test | 10 |  | 74.52 | 745.2
Light Fixture L9 (IP-66) SURFACE MOUNTED LUMINAIRE (1x58w, 7992LM) LED LAMP 220V,50HZ SIMILAR TO (PHILIPS WT470X L1600 WB LED80S/840 NO) (Local Manufactures) |  | 3245.4 | 96.12 | 277346.16
Supply | 83 | 3245.4 |  | 269368.2
Install, Connect and Test | 83 |  | 96.12 | 7977.96
Light Fixture L9E Same as (L9) WITH 2 HOURS BACK UP BATTERY (Local Manufactures) |  | 4381.56 | 96.12 | 62687.52
Supply | 14 | 4381.56 |  | 61341.84
Install, Connect and Test | 14 |  | 96.12 | 1345.68
(26 27 26)-WIRING DEVICES |  | 113.4 | 0 | 15040.08
LIGHT SWITCHES : |  | 113.4 | 266.76 | 9610.92
Supply, Install, test & hand-over light switches complete including, conduits, conduit fittings, switches, terminations, earthing, wiring from switches to branch circuit in compliance with the tender specifications & drawings :- |  | 113.4 | 0 | 5429.16
One gang,One Way 10A modular Switch |  | 113.4 | 266.76 | 4181.76
Supply | 11 | 113.4 |  | 1247.4
Install, Connect and Test | 11 |  | 266.76 | 2934.36
One gang,One Way 10A modular Switch (water proof) |  | 153.36 | 271.08 | 848.88
Supply | 2 | 153.36 |  | 306.72
Install, Connect and Test | 2 |  | 271.08 | 542.16
One gang,One Way 10A modular Switch (EX.P : EXPLOSION PROOF TYPE) |  | 1830.6 | 271.08 | 8406.72
Supply | 4 | 1830.6 |  | 7322.4
Install, Connect and Test | 4 |  | 271.08 | 1084.32
Two gang,One Way 10A modular Switch |  | 151.2 | 272.16 | 1693.44
Supply | 4 | 151.2 |  | 604.8
Install, Connect and Test | 4 |  | 272.16 | 1088.64
Two gang,One Way 10A modular Switch (water proof) |  | 132.84 | 295.92 | 428.76
Supply | 1 | 132.84 |  | 132.84
Install, Connect and Test | 1 |  | 295.92 | 295.92
One gang,Two Way 10A modular Switch |  | 123.12 | 268.92 | 3136.32
Supply | 8 | 123.12 |  | 984.96
Install, Connect and Test | 8 |  | 268.92 | 2151.36
Two gang,Two Way 10A modular Switch |  | 176.04 | 273.24 | 1797.12
Supply | 4 | 176.04 |  | 704.16
Install, Connect and Test | 4 |  | 273.24 | 1092.96
PUSH-BUTTON 10A |  | 132.84 | 290.52 | 423.36
Supply | 1 | 132.84 |  | 132.84
Install, Connect and Test | 1 |  | 290.52 | 290.52
SOCKET OUTLETS : |  | 133.92 | 48.6 | 1995.84
Supply, install, connect and test socket outlets complete including plaster rings, wiring, earthing, terminations, socket plate, cover, plugs, all necessary accessories and ancillary work according to specification and schedules |  | 133.92 | 0 | 1265.76
16A wall single socket outlet IP=20 |  | 133.92 | 48.6 | 730.08
Supply | 4 | 133.92 |  | 535.68
Install, Connect and Test | 4 |  | 48.6 | 194.4
16A wall single socket outlet (water proof) IP=54 |  | 162 | 54 | 9936
Supply | 46 | 162 |  | 7452
Install, Connect and Test | 46 |  | 54 | 2484
SINGLE PHASE INDUSTRIAL POWER SOCKET 16A, 220V. |  | 173.88 | 82.08 | 1535.76
Supply | 6 | 173.88 |  | 1043.28
Install, Connect and Test | 6 |  | 82.08 | 492.48
THREE PHASE INDUSTRIAL POWER SOCKET 32A,380V. |  | 294.84 | 97.2 | 2352.24
Supply | 6 | 294.84 |  | 1769.04
Install, Connect and Test | 6 |  | 97.2 | 583.2
26 2816 - DISCONNECT SWITCH & CIRCUIT BREAKERS |  | 281.88 | 0 | 3512.16
Supply, Install, test & hand-over disconnect switch complete including plaster rings, wiring, earthing, terminations, socket plate, cover, plugs, all necessary accessories and ancillary work in compliance with the tender specifications & drawings :- |  | 281.88 | 115.56 | 2153.52
DISCONNECT SWITCH POWER OUTLET |  | 281.88 | 0 | 1358.64
20A disconnect switch with two pole for water heater ( WP) |  | 281.88 | 115.56 | 794.88
Supply | 2 | 281.88 |  | 563.76
Install, Connect and Test | 2 |  | 115.56 | 231.12
20A disconnect switch with two pole for shutter door ( WP) |  | 281.88 | 115.56 | 397.44
Supply | 1 | 281.88 |  | 281.88
Install, Connect and Test | 1 |  | 115.56 | 115.56
20A disconnect switch with two pole for Ex-fan ( WP) |  | 281.88 | 115.56 | 4371.84
Supply | 11 | 281.88 |  | 3100.68
Install, Connect and Test | 11 |  | 115.56 | 1271.16
20A disconnect switch with two pole for Ex-fan EXPLOSION PROOF TYPE |  | 3136.32 | 115.56 | 6503.76
Supply | 2 | 3136.32 |  | 6272.64
Install, Connect and Test | 2 |  | 115.56 | 231.12
20A disconnect switch with four pole (WP) |  | 281.88 | 115.56 | 794.88
Supply | 2 | 281.88 |  | 563.76
Install, Connect and Test | 2 |  | 115.56 | 231.12
26 05 19-LOW VOLTAGE ELECTRICAL POWER CONDUCTORS AND CABLES |  | 525.96 | 0 | 1218146.04
Supply, Install, test & hand-over PVC insulated 450/750V stranded copper conductor wires & PVC/PVC stranded copper conductor cables from branch circuit panelboards to light & power outlets including raceways, termination, glands and all necessary accessories and ancillary works required for complete operative system in compliance with the tender specifications & drawings. Embedded or concealed surface mounted conduits should be heavy gauge PVC. Exposed mounted conduits should be rigid galvanized steel. Circuits in cable tray should be PVC/PVC multicore cables. :- |  | 525.96 | 0 | 783169.56
BRANCH CIRCUITS |  | 525.96 | 0 | 434976.48
3x2.5mm2 for Lighting outlet |  | 525.96 | 0 | 348193.08
Supply | 165 | 525.96 |  | 86783.4
Install, Connect and Test | 165 | 731.16 | 0 | 261409.68
3x4mm2 for socket outlet |  | 731.16 | 0 | 224851.68
Supply | 50 | 731.16 |  | 36558
Install, Connect and Test | 50 | 638.28 | 0 | 188293.68
3x4mm2 for ( IT rack outlet, fire alarm panel ) |  | 638.28 | 0 | 187017.12
Supply | 2 | 638.28 |  | 1276.56
Install, Connect and Test | 2 | 957.96 | 0 | 185740.56
3x4mm2 for hand dryer outlet, shutter door , water heater, EXF |  | 957.96 | 0 | 169455.24
Supply | 17 | 957.96 |  | 16285.32
Install, Connect and Test | 17 | 4278.96 | 0 | 153169.92
4x4mm2 for disconnect switch with four pole |  | 4278.96 | 0 | 144612
Supply | 2 | 4278.96 |  | 8557.92
Install, Connect and Test | 2 | 6693.84 | 0 | 136054.08
4x6mm2 for 3PH industrial power socket outlet |  | 6693.84 | 1313.28 | 95891.04
Supply | 6 | 6693.84 |  | 40163.04
Install, Connect and Test | 6 | 6145.2 | 1313.28 | 55728
( 26 24 16)- (26 24 19) PANELBOARDS |  | 6145.2 | 0 | 34665.84
Supply, Install, test & hand-over the following panel boards complete with circuit breakers, bus bars cabinets, conductors, relays, residual current devices, indicator lamps and all necessary accessories and ancillary works required in compliance with the tender specifications & drawings :- |  | 6145.2 | 1313.28 | 21062.16
BRANCH CIRCUIT DISTRIBUTION PANEL BOARDS |  | 6145.2 | 0 | 13603.68
EPP-WH-GR-01 |  | 6145.2 | 1313.28 | 7458.48
Supply | 1 | 6145.2 |  | 6145.2
Install, Connect and Test | 1 |  | 1313.28 | 1313.28
PP-WH-GR-01 |  | 6145.2 | 1313.28 | 7458.48
Supply | 1 | 6145.2 |  | 6145.2
Install, Connect and Test | 1 |  | 1313.28 | 1313.28
PP-WH-GR-02 |  | 10333.44 | 1313.28 | 11646.72
Supply | 1 | 10333.44 |  | 10333.44
Install, Connect and Test | 1 |  | 1313.28 | 1313.28
26 24 13 SUB FEEDER Distribution PANELBOARDS |  | 10455.48 | 0 | 22224.24
DP-WH-GR-01 |  | 10455.48 | 1313.28 | 11768.76
Supply | 1 | 10455.48 |  | 10455.48
Install, Connect and Test | 1 |  | 1313.28 | 1313.28
(26 05 19) - (26 05 36)- (26 05 39) - (26 05 43)LOW VOLTAGE ELECTRICAL POWER CONDUCTORS AND CABLES |  | 156.6 | 0 | 45651.6
Supply, Install, test & hand-over CU/ XLPE/PVC stranded copper conductor cables including raceways, termination, glands and all necessary accessories and ancillary works required for complete operative system in compliance with the tender specifications & drawings. |  | 156.6 | 246.24 | 28868.4
CABLE FEEDERS |  | 156.6 | 0 | 16783.2
CU/XLPE/PVC cable [(4x16)mm2 + 16mm2)]] and all necessary accessories and ancillary works required as specified and as shown on drawings. |  | 156.6 | 246.24 | 12085.2
Supply | 30 | 156.6 |  | 4698
Install, Connect and Test | 30 |  | 246.24 | 7387.2
26 05 26 GROUNDING AND BONDING FOR ELECTRICAL SYSTEMS |  | 73839.6 | 0 | 369198
EARTHING (GROUNDING) SYSTEM |  | 73839.6 | 0 | 221518.8
Complete protective earthing (PE) system complete with earthing pits, earthing electrodes, equalizer bars, earth continuity conductor, and earthing conductor to switchboards, server & IT racks, diesel generator set and transformers complete with all accessories, fixing brackets, test links, complete with all accessories, fixing brackets, test links suspensions, drilling and cutting for complete installation all in accordance with technical specifications and drawings |  | 73839.6 | 0 | 147679.2
Earthing impedance must be <= 0.5 ohm |  | 73839.6 | 0 | 73839.6
Supply | 1 | 73839.6 |  | 73839.6
Install, Connect and Test | 1 |  | 0
DIVISION 26 - ELECTRICAL |  | 640.44 | 0 | #VALUE!
To Summary |  | 640.44 | 0 | #VALUE!
WareHouse Div-27 |  | 640.44 | 0 | #VALUE!
DIVISION 27 - COMMUNICATIONS |  | 640.44 | 0 | #VALUE!
[27 13 00, 27 13 05, 27 15 05, 27 20 00, 27 30 00]IP NETWORK EQUIPMENT |  | 640.44 | 0 | #VALUE!
Supply, install, connect and test 6 core M.M fiber optic cable , The item shall include raceways, splicing , splicing closures ,media converter, pig tails fiber SC connectors ,fiber cable pulling & all necessary sleeves. The works shall be complete as per the project specifications |  | 640.44 | 0 | #VALUE!
Supply | 200 | 640.44 |  | 128088
Install, Connect and Test | 200 |  | 0 | included
DIVISION 27 - COMMUNICATIONS |  | 21423.96 | 0 | 301260.6
To Summary |  | 21423.96 | 2843.64 | 185609.88
WareHouse Div-28 |  | 21423.96 | 0 | 115650.72
DIVISION 28 - ELECTRONIC SAFETY AND SECURITY |  | 21423.96 | 2843.64 | 69959.16
(28 31 00)-ADDRESSABLE FIRE ALARM SYSTEM |  | 21423.96 | 0 | 45691.56
Supply, install, connect and test of UL LISTED Repeater fire alarm station 2 no loops complete including conduits, conduit fittings, boxes, wiring up to fire alarm detectors, fixing and all necessary accessories and ancillary works as specified and as shown on the drawings. |  | 21423.96 | 2843.64 | 24267.6
Supply | 1 | 21423.96 |  | 21423.96
Install, Connect and Test | 1 |  | 2843.64 | 2843.64
Supply, install, connect and test of addressable break glass manual station |  | 578.88 | 57.24 | 6997.32
Supply | 11 | 578.88 |  | 6367.68
Install, Connect and Test | 11 |  | 57.24 | 629.64
Supply, install, connect and test of addressable Indoor fire alarm siren with flasher |  | 893.16 | 57.24 | 10454.4
Supply | 11 | 893.16 |  | 9824.76
Install, Connect and Test | 11 |  | 57.24 | 629.64
Supply, install, connect and test of addressable Smoke Detector . |  | 482.76 | 57.24 | 19980
Supply | 37 | 482.76 |  | 17862.12
Install, Connect and Test | 37 |  | 57.24 | 2117.88
Supply, install, connect and test of addressable control modules. |  | 2108.16 | 474.12 | 2582.28
Supply | 1 | 2108.16 |  | 2108.16
Install, Connect and Test | 1 |  | 474.12 | 474.12
Supply, install, connect and test of addressable monitor modules. |  | 1414.8 | 284.04 | 1698.84
Supply | 1 | 1414.8 |  | 1414.8
Install, Connect and Test | 1 |  | 284.04 | 284.04
Supply, install, connect and test of fire alarm circuits serving the shown detectors and connecting between main and repeaters fire alarm stations complete with duct banks, raceways & raceways supports. The works may include excavation in different soils & backfilling complete with inspection manholes / handholes |  | 67261.32 | 0 | 67261.32
Supply | 1 | 67261.32 |  | 67261.32
Install, Connect and Test | 1 |  | 0
(28 23 00)-CCTV SYSTEM |  | 101957.4 | 0 | 208983.24
Supply, install, connect and test CCTV system complete including conduits, conduit fittings , cabling, complete with all necessary accessories and ancillary works as shown on drawings and as specified in the technical specification in order to provide a complete system The item shall be complete with the specified NVR, PC computer with LCD monitors & software to identify the system on the PC. The item shall be complete as per specification & design drawings. |  | 101957.4 | 5068.44 | 107025.84
Supply | 1 | 101957.4 |  | 101957.4
Install, Connect and Test | 1 |  | 5068.44 | 5068.44
Supplying, installing, connecting and testing the follwing items including cabling, fire retarFXnt PVC conduits, conduit fittings back to related switches and all necessary accessories and ancillary materials and works required for complete installation as specified and as indicated on the drawings. |  | 3824.28 | 0 | 138223.28
INDOOR IP- CCTV SURVEILLANCE CAMERA |  | 3824.28 | 2984 | 88507.64
Supply | 13 | 3824.28 |  | 49715.64
Install, Connect and Test | 13 |  | 2984 | 38792
(28 13 00)-ACCESS CONTROL SYSTEM |  | 13102.56 | 0 | 26205.12
Supply, install, connect and test access control system complete including head end equipments. The item shall include conduits, conduit fittings, cabling, complete with all necessary accessories and ancillary works as shown on drawings and as specified in the technical specification in order to provide a complete system. |  | 13102.56 | 0 | 13102.56
Supply | 1 | 13102.56 |  | 13102.56
Install, Connect and Test | 1 |  | 0 | 0
Supply, install, connect and test one door access control interface module connect to main panel & all ancillary works required for complete operative system according to the specifications & as shown on drawings. |  | 16823.16 | 333.72 | 51470.64
Supply | 3 | 16823.16 |  | 50469.48
Install, Connect and Test | 3 |  | 333.72 | 1001.16
Supply, install, connect and test request to exit push buttons & all ancillary works required for complete operative system according to the specifications & as shown on drawings. |  | 706.32 | 57.24 | 2290.68
Supply | 3 | 706.32 |  | 2118.96
Install, Connect and Test | 3 |  | 57.24 | 171.72
Supply, install, connect and test electric door Contact & all ancillary works required for complete operative system according to the specifications & as shown on drawings. |  | 923.4 | 57.24 | 2941.92
Supply | 3 | 923.4 |  | 2770.2
Install, Connect and Test | 3 |  | 57.24 | 171.72
Supply, install, connect and test proximity card reader with pin code & all ancillary works required for complete operative system according to the specifications & as shown on drawings. |  | 5871.96 | 57.24 | 17787.6
Supply | 3 | 5871.96 |  | 17615.88
Install, Connect and Test | 3 |  | 57.24 | 171.72
Supply, install, connect and test proximity card & all ancillary works required for complete operative system according to the specifications & as shown on drawings. |  | 71.28 | 57.24 | 771.12
Supply | 6 | 71.28 |  | 427.68
Install, Connect and Test | 6 |  | 57.24 | 343.44
DIVISION 28 - ELECTRONIC SAFETY AND SECURITY |  | 2293 | 0 | 8557915.64
To Summary Exclude Unit Rates |  | 2293 | 96.12 | 5286073.92
Dryer Area DIV-26 |  | 2293 | 0 | 3271841.72
DIVISION 26 - ELECTRICAL |  | 2293 | 96.12 | 2014232.2
(26 51 00)-INTERIOR LIGHTING. |  | 2293 | 0 | 1257609.52
Supply, install, test & hand-over light fixtures including all lamps & all mounting devices and brackets in compliance with the tender specifications & drawings :- |  | 2293 | 96.12 | 756622.68
LIGHTING FIXTURES |  | 2293 | 0 | 500986.84
Light Fixture F1 - (IP-65) POLE MOUNTED INDUSTRIAL LUMINAIRE .(1x40w) LED LAMP 220V,50HZ |  | 2293 | 96.12 | 255635.84
Supply | 107 | 2293 | 0 | 245351
Install, Connect and Test | 107 |  | 96.12 | 10284.84
26 05 19-LOW VOLTAGE ELECTRICAL POWER CONDUCTORS AND CABLES |  | 2433.24 | 0 | 1781854.2
Supply, Install, test & hand-over PVC insulated 450/750V stranded copper conductor wires & PVC/PVC stranded copper conductor cables from branch circuit panelboards to light & power outlets including raceways, termination, glands and all necessary accessories and ancillary works required for complete operative system in compliance with the tender specifications & drawings. Embedded or concealed surface mounted conduits should be heavy gauge PVC. Exposed mounted conduits should be rigid galvanized steel. Circuits in cable tray should be PVC/PVC multicore cables. :- |  | 2433.24 | 0 | 1101117.24
BRANCH CIRCUITS |  | 2433.24 | 0 | 680736.96
3x3 mm2 for Lighting outlet |  | 2433.24 | 0 | 420380.28
Supply | 107 | 2433.24 |  | 260356.68
Install, Connect and Test | 107 | 2293.92 | 0 | 160023.6
DIVISION 26 - ELECTRICAL |  | 2293.92 | 96.12 | 98843.76
To Summary |  | 2293.92 | 0 | 61179.84
Chip Wash&Refining DIV-26 |  | 2293.92 | 96.12 | 37663.92
DIVISION 26 - ELECTRICAL |  | 2293.92 | 0 | 23515.92
26 51 00--INTERIOR LIGHTING. |  | 2293.92 | 96.12 | 14148
Supply, install, connect and test light fixtures including all lamps, mounting devices and brackets as shown on the drawings, specification and as scheduled. The item shall include all necessary wiring, conduits & termination of the luminaires to their respective outlets. |  | 2293.92 | 0 | 9367.92
Light Fixture F1 - (IP-65) POLE MOUNTED Type INDUSTRIAL LUMINAIRE .(1x40w) LED LAMP 220V,50HZ |  | 2293.92 | 96.12 | 4780.08
Supply | 2 | 2293.92 | 0 | 4587.84
Install, Connect and Test | 2 | 0 | 96.12 | 192.24
Light Fixture (F1) |  | 2293.92 | 96.12 | 365676.12
Supply | No | 2293.92 | 0 | 350969.76
Install, Connect and Test | No | 0 | 96.12 | 14706.36
Light Fixture (F1E) |  | 3429 | 96.12 | 190356.48
Supply | No | 3429 |  | 185166
Install, Connect and Test | No |  | 96.12 | 5190.48
26 05 19-LOW VOLTAGE ELECTRICAL POWER CONDUCTORS AND CABLES | 0 | 2433.24 | 0 | 6029740.44
Supply, install, connect and test PVC insulated 450/750V stranded copper conductor wires from branch circuit panelboards to light & power outlets including raceways, termination, glands and all necessary accessories and ancillary works required for complete operative system. |  | 2433.24 | 0 | 3718580.4
Embeded or concealed surface mounted conduits should be rigid PVC. Exposed mounted conduits should be EMT. |  | 2433.24 | 0 | 2311160.04
- PVC conduits should be products of Beit El-Handasa or approved equal. |  | 2433.24 | 0 | 1407420.36
3x3 mm² Lighting outlet |  | 2433.24 | 0 | 903739.68
Supply | No | 2433.24 |  | 503680.68
Install, Connect and Test | No | 2293.92 | 0 | 400059
DIVISION 26 - ELECTRICAL |  | 2293.92 | 96.12 | 247109.4
To Summary |  | 2293.92 | 0 | 152949.6
Switch Room 1 DIV-26 |  | 2293.92 | 96.12 | 94159.8
DIVISION 26 - ELECTRICAL |  | 2293.92 | 0 | 58789.8
26 51 00--INTERIOR LIGHTING. |  | 2293.92 | 96.12 | 35370
Supply, install, connect and test light fixtures including all lamps, mounting devices and brackets as shown on the drawings, specification and as scheduled. The item shall include all necessary wiring, conduits & termination of the luminaires to their respective outlets. |  | 2293.92 | 0 | 23419.8
Light Fixture (F1) |  | 2293.92 | 96.12 | 11950.2
Supply | No | 2293.92 |  | 11469.6
Install, Connect and Test | No |  | 96.12 | 480.6
Light Fixture (F1E) |  | 3429 | 96.12 | 3525.12
Supply | No | 3429 |  | 3429
Install, Connect and Test | No |  | 96.12 | 96.12
Light Fixture F7 - Bulk Head Luminaire (1x12W) Led Lamp 220V - 50Hz. |  | 595.08 | 74.52 | 1339.2
Supply | Nr | 595.08 |  | 1190.16
Install, Connect and Test | Nr |  | 74.52 | 149.04
LIGHTING SWITCHES |  | 151.2 | 281.88 | 2034.72
Supplying, installing, connecting and testing lighting switches including all necessary accessories, ancillary works and materials required for complete installation as specified and as indicated on the drawings for the following items:- |  | 151.2 | 0 | 1168.56
10A, Two Way - One Gang Lighting Switch |  | 151.2 | 281.88 | 866.16
Supply | No | 151.2 |  | 302.4
Install, Connect and Test | No |  | 281.88 | 563.76
26 27 26-WIRING DEVICES |  | 2433.24 | 0 | 428775.12
26 05 19-LOW VOLTAGE ELECTRICAL POWER CONDUCTORS AND CABLES |  | 2433.24 | 0 | 266159.52
Supply, install, connect and test PVC insulated 450/750V stranded copper conductor wires from branch circuit panelboards to light & power outlets including raceways, termination, glands and all necessary accessories and ancillary works required for complete operative system. |  | 2433.24 | 0 | 162615.6
Embeded or concealed surface mounted conduits should be rigid PVC. Exposed mounted conduits should be EMT. |  | 2433.24 | 0 | 103543.92
- PVC conduits should be products of Beit El-Handasa or approved equal. |  | 2433.24 | 0 | 59071.68
3x3mm² Lighting outlet |  | 2433.24 | 0 | 44472.24
Supply | No | 2433.24 |  | 14599.44
Install, Connect and Test | No | 2327.4 | 0 | 29872.8
3x4mm² Power outlet For Sockets |  | 2327.4 | 0 | 20563.2
Supply | No | 2327.4 |  | 9309.6
Install, Connect and Test | No | 65.88 | 0 | 11253.6
(26 05 19) - (26 05 36)- (26 05 39) - (26 05 43) LOW VOLTAGE ELECTRICAL POWER CONDUCTORS AND CABLES |  | 65.88 | 77.76 | 7063.2
Supply, install, connect and test XLPE insulated, PVC sheathed 600/1000V stranded copper cables from main feeder distribution panelboard to branch circuit panels & starter panels including floor mounted cable bracket , raceways, termination, glands and all necessary accessories and ancillary works required for complete operative system. |  | 65.88 | 0 | 4190.4
Supply Install , connect and test CU/XLPE/PVC cable [(4x6+6)mm²)]] and all necessary accessories and ancillary works required as specified and as shown on drawings. |  | 65.88 | 77.76 | 2872.8
Supply | Mt | 65.88 |  | 1317.6
Install, Connect and Test | Mt |  | 77.76 | 1555.2
Supply Install , connect and test CU/XLPE/PVC cable [(4x25+16)mm²)]] and all necessary accessories and ancillary works required as specified and as shown on drawings. |  | 222.48 | 124.2 | 13867.2
Supply | Mt | 222.48 |  | 8899.2
Install, Connect and Test | Mt |  | 124.2 | 4968
26 05 26 GROUNDING AND BONDING FOR ELECTRICAL SYSTEMS |  | 893.16 | 57.24 | 51069.96
DIVISION 26 - ELECTRICAL |  | 893.16 | 0 | 31569.48
To Summary |  | 893.16 | 57.24 | 19500.48
DIVISION 28 - ELECTRONIC SAFETY AND SECURITY |  | 893.16 | 0 | 12069
283111 - ADDRESSABLE FIRE ALARM SYSTEM |  | 893.16 | 57.24 | 7431.48
Supply, install, connect and test of fire alarm control system complete including conduits, conduit fittings , cabling, complete with all necessary accessories and ancillary works as shown on drawings and as specified in the technical specification in order to provide a complete system up to the main fire alarm control panel (FACP) |  | 893.16 | 0 | 4637.52
283111 - ADDRESSABLE FIRE ALARM SYSTEM |  | 893.16 | 57.24 | 2793.96
Supply, install, connect and test of fire alarm control system complete including conduits, conduit fittings , cabling, complete with all necessary accessories and ancillary works as shown on drawings and as specified in the technical specification in order to provide a complete system up to the main fire alarm control panel (FACP) |  | 893.16 | 0 | 1843.56
Supply, install, connect and test of addressable fire alarm siren with strobe light. |  | 893.16 | 57.24 | 950.4
Supply | No | 893.16 |  | 893.16
Install, Connect and Test | No |  | 57.24 | 57.24
Supply, install, connect and test of addressable break glass manual station. |  | 578.88 | 57.24 | 636.12
Supply | No | 578.88 |  | 578.88
Install, Connect and Test | No |  | 57.24 | 57.24
Supply, install, connect and test of addressable smoke detector. |  | 482.76 | 57.24 | 1620
Supply | No. | 482.76 |  | 1448.28
Install, Connect and Test | No. |  | 57.24 | 171.72
DIVISION 28 - ELECTRONIC SAFETY AND SECURITY |  | 2293.92 | 96.12 | 395375.04
To Summary |  | 2293.92 | 0 | 244719.36
Switch Room 2 DIV 26 |  | 2293.92 | 96.12 | 150655.68
DIVISION 26 - ELECTRICAL |  | 2293.92 | 0 | 94063.68
26 51 00--INTERIOR LIGHTING. |  | 2293.92 | 96.12 | 56592
Supply, install, connect and test light fixtures including all lamps, mounting devices and brackets as shown on the drawings, specification and as scheduled. The item shall include all necessary wiring, conduits & termination of the luminaires to their respective outlets. |  | 2293.92 | 0 | 37471.68
Light Fixture (F1) |  | 2293.92 | 96.12 | 19120.32
Supply | No | 2293.92 |  | 18351.36
Install, Connect and Test |  |  | 96.12 | 768.96
Light Fixture (F1E) |  | 3429 | 96.12 | 14100.48
Supply | No | 3429 |  | 13716
Install, Connect and Test | No |  | 96.12 | 384.48
Light Fixture F7 - Bulk Head Luminaire (1x12W) Led Lamp 220V - 50Hz. |  | 595.08 | 74.52 | 1339.2
Supply | Nr | 595.08 |  | 1190.16
Install, Connect and Test | Nr |  | 74.52 | 149.04
LIGHTING SWITCHES |  | 151.2 | 281.88 | 2034.72
Supplying, installing, connecting and testing lighting switches including all necessary accessories, ancillary works and materials required for complete installation as specified and as indicated on the drawings for the following items:- |  | 151.2 | 0 | 1168.56
10A, Two Way - One Gang Lighting Switch |  | 151.2 | 281.88 | 866.16
Supply | No | 151.2 |  | 302.4
Install, Connect and Test | No |  | 281.88 | 563.76
26 27 26-WIRING DEVICES |  | 2433.24 | 0 | #VALUE!
26 05 19-LOW VOLTAGE ELECTRICAL POWER CONDUCTORS AND CABLES |  | 2433.24 | 0 | #VALUE!
Supply, install, connect and test PVC insulated 450/750V stranded copper conductor wires from branch circuit panelboards to light & power outlets including raceways, termination, glands and all necessary accessories and ancillary works required for complete operative system. |  | 2433.24 | 0 | #VALUE!
Embeded or concealed surface mounted conduits should be rigid PVC. Exposed mounted conduits should be galvanized steel. |  | 2433.24 | 0 | #VALUE!
- PVC conduits should be products of Beit El-Handasa or approved equal. |  | 2433.24 | 0 | #VALUE!
3x3mm² Lighting outlet |  | 2433.24 | 0 | #VALUE!
Supply | No | 2433.24 |  | 34065.36
Install, Connect and Test | No |  | 0 | included
3x4mm² Power outlet For Sockets |  | 2327.4 | 0 | #VALUE!
Supply | No | 2327.4 |  | 16291.8
Install, Connect and Test | No |  | 0 | included
(26 05 19) - (26 05 36)- (26 05 39) - (26 05 43) LOW VOLTAGE ELECTRICAL POWER CONDUCTORS AND CABLES |  | 0 | 0 | 2635.2
Supply, install, connect and test XLPE insulated, PVC sheathed 600/1000V stranded copper cables from main feeder distribution panelboard to branch circuit panels & starter panels including raceways, termination, glands and all necessary accessories and ancillary works required for complete operative system. |  | 0 | 0 | 1317.6
Supply Install , connect and test CU/XLPE/PVC cable [(4x6+6)mm²)]] and all necessary accessories and ancillary works required as specified and as shown on drawings. |  | 0 | 0 | 1317.6
Supply
Install, Connect and Test | Mt | 65.88 |  | 1317.6
| Mt |  | 77.76 | 1555.2
Supply Install , connect and test CU/XLPE/PVC cable [(4x35+16)mm²)]] and all necessary accessories and ancillary works required as specified and as shown on drawings. |  | 291.6 | 141.48 | 17323.2
Supply | Mt | 291.6 |  | 11664
Install, Connect and Test | Mt |  | 141.48 | 5659.2
DIVISION 26 - ELECTRICAL |  | 893.16 | 57.24 | 19500.48
To Summary |  | 893.16 | 0 | 12069
Switch Room 2 DIV 28 |  | 893.16 | 57.24 | 7431.48
DIVISION 28 - ELECTRONIC SAFETY AND SECURITY |  | 893.16 | 0 | 4637.52
283111 - ADDRESSABLE FIRE ALARM SYSTEM |  | 893.16 | 57.24 | 2793.96
Supply, install, connect and test of fire alarm control system complete including conduits, conduit fittings , cabling, complete with all necessary accessories and ancillary works as shown on drawings and as specified in the technical specification in order to provide a complete system up to the main fire alarm control panel (FACP) |  | 893.16 | 0 | 1843.56
Supply, install, connect and test of addressable fire alarm siren with strobe light. |  | 893.16 | 57.24 | 950.4
Supply | No | 893.16 |  | 893.16
Install, Connect and Test | No |  | 57.24 | 57.24
Supply, install, connect and test of addressable break glass manual station. |  | 578.88 | 57.24 | 636.12
Supply | No | 578.88 |  | 578.88
Install, Connect and Test | No |  | 57.24 | 57.24
Supply, install, connect and test of addressable smoke detector. |  | 482.76 | 57.24 | 1620
Supply | No. | 482.76 |  | 1448.28
Install, Connect and Test | No. |  | 57.24 | 171.72
DIVISION 28 - ELECTRONIC SAFETY AND SECURITY |  | 2293.93 | 96.12 | 9060396.1
To Summary |  | 2293.93 | 0 | 5600849.8
To Summary |  | 2293.93 | 96.12 | 3459546.3
Energy Plant DIV-26 |  | 2293.93 | 0 | 2141303.5
DIVISION 26 - ELECTRICAL |  | 2293.93 | 96.12 | 1318242.8
(26 51 00)-INTERIOR LIGHTING. |  | 2293.93 | 0 | 823060.7
supply,Install, test & hand-over light fixtures including all lamps & all mounting devices and brackets in compliance with the tender specifications & drawings :- |  | 2293.93 | 96.12 | 495182.1
LIGHTING FIXTURES |  | 2293.93 | 0 | 327878.6
Light Fixture F1 - (IP-65) POLE MOUNTED Type INDUSTRIAL LUMINAIRE .(1x40w) LED LAMP 220V,50HZ |  | 2293.93 | 96.12 | 167303.5
Supply | Nr | 2293.93 | 0 | 160575.1
Install, Connect and Test | Nr |  | 96.12 | 6728.4
26 05 19-LOW VOLTAGE ELECTRICAL POWER CONDUCTORS AND CABLES |  | 2433.24 | 0 | 7841052.72
Supply, Install, test & hand-over PVC insulated 450/750V stranded copper conductor wires & PVC/PVC stranded copper conductor cables from branch circuit panelboards to light & power outlets including raceways, termination, glands and all necessary accessories and ancillary works required for complete operative system in compliance with the tender specifications & drawings. Embedded or concealed surface mounted conduits should be heavy gauge PVC. Exposed mounted conduits should be rigid galvanized steel. Circuits in cable tray should be PVC/PVC multicore cables. :- |  | 2433.24 | 96.12 | 5170592.88
BRANCH CIRCUITS |  | 2433.24 | 0 | 2670459.84
3x3mm2 for Lighting outlet |  | 2433.24 | 96.12 | 2500133.04
Supply | Nr | 2433.24 |  | 170326.8
Install, Connect and Test | Nr | 2293.92 | 96.12 | 2329806.24
DIVISION 26 - ELECTRICAL |  | 2293.92 | 0 | 1440212.4
To Summary |  | 2293.92 | 96.12 | 889593.84
DIVISION - FIRE SUPPRESSION |  | 2293.92 | 0 | 550618.56
DIVISION 26 - ELECTRICAL |  | 2293.92 | 96.12 | 338975.28
Chipper Building Div 26 |  | 2293.92 | 0 | 211643.28
26 51 00--INTERIOR LIGHTING. |  | 2293.92 | 96.12 | 127332
Install, connect and test light fixtures including all lamps, mounting devices and brackets as shown on the drawings, specification and as scheduled. The item shall include all necessary wiring, conduits & termination of the luminaires to their respective outlets. |  | 2293.92 | 0 | 84311.28
Light Fixture F1 - |  | 2293.92 | 96.12 | 43020.72
Supply | No | 2293.92 |  | 41290.56
Install, Connect and Test | No |  | 96.12 | 1730.16
Light Fixture (F1E) |  | 3429 | 96.12 | 17625.6
Supply | No | 3429 |  | 17145
Install, Connect and Test | No |  | 96.12 | 480.6
Light Fixture F7 - Bulk Head Luminaire (1x12W) Led Lamp 220V - 50Hz. |  | 595.08 | 74.52 | 1339.2
Supply | Nr | 595.08 |  | 1190.16
Install, Connect and Test | Nr |  | 74.52 | 149.04
LIGHTING SWITCHES |  | 113.4 | 275.4 | 891
Supplying, installing, connecting and testing lighting switches including all necessary accessories, ancillary works and materials required for complete installation as specified and as indicated on the drawings for the following items:- |  | 113.4 | 0 | 502.2
10A, One Way - One Gang Lighting Switch |  | 113.4 | 275.4 | 388.8
Supply | No | 113.4 |  | 113.4
Install, Connect and Test | No |  | 275.4 | 275.4
10A, Two Way - One Gang Lighting Switch |  | 125.28 | 278.64 | 1615.68
Supply | No | 125.28 |  | 501.12
Install, Connect and Test | No |  | 278.64 | 1114.56
10A, Two Way - One Gang Lighting Switch wp |  | 153.36 | 271.08 | 1697.76
Supply | No | 153.36 |  | 613.44
Install, Connect and Test | No |  | 271.08 | 1084.32
26 27 26-WIRING DEVICES |  | 133.92 | 0 | 8969.4
SOCKET OUTLETS |  | 133.92 | 48.6 | 5488.56
Supply, install, connect and test socket outlets complete including conduits, conduit fittings, wiring, earthing back to panel board or to branch circuit complete including plaster rings, wiring, earthing, terminations, socket plate, cover, plugs all necessary accessories and ancillary work according to specification and schedules. |  | 133.92 | 0 | 3480.84
16A Wall Single Socket outlet IP=20 |  | 133.92 | 48.6 | 2007.72
Supply | No | 133.92 |  | 1473.12
Install, Connect and Test | No |  | 48.6 | 534.6
16A Wall Power socket outlet IP=20 |  | 133.92 | 48.6 | 547.56
Supply | No | 133.92 |  | 401.76
Install, Connect and Test | No |  | 48.6 | 145.8
DISCONNECT SWITCHES |  | 158.76 | 78.84 | 3169.8
Supplying, installing, connecting and testing disconnect switches including all necessary accessories, ancillary works and materials required for complete installation as specified and as indicated on the drawings for the following items:- |  | 158.76 | 0 | 1981.8
220v, 16A,2P Wall Disconnect Switch For Ex.F&FA.F |  | 158.76 | 78.84 | 1188
Supply | No | 158.76 |  | 793.8
Install, Connect and Test | No |  | 78.84 | 394.2
26 05 19-LOW VOLTAGE ELECTRICAL POWER CONDUCTORS AND CABLES |  | 2433.24 | 0 | 486648
Supply, install, connect and test PVC insulated 450/750V stranded copper conductor wires from branch circuit panelboards to light & power outlets including raceways, termination, glands and all necessary accessories and ancillary works required for complete operative system. |  | 2433.24 | 0 | 304155
Embeded or concealed surface mounted conduits should be rigid PVC. Exposed mounted conduits should be galvanized steel. |  | 2433.24 | 0 | 182493
- PVC conduits should be products of Beit El-Handasa or approved equal. |  | 2433.24 | 0 | 121662
3x3mm² Lighting outlet |  | 2433.24 | 0 | 60831
Supply | No | 2433.24 |  | 60831
Install, Connect and Test | No |  | 0 | 0
3x4mm² Power outlet For Sockets |  | 2327.4 | 0 | 121296.96
Supply | No | 2327.4 |  | 32583.6
Install, Connect and Test | No | 2557.44 | 0 | 88713.36
3x4mm² Power Outlet For Ex.F & FA.F & Rolling Shutter Door |  | 2557.44 | 0 | 75926.16
Supply | No | 2557.44 |  | 12787.2
Install, Connect and Test | No | 893.16 | 0 | 63138.96
DIVISION 26 - ELECTRICAL |  | 893.16 | 57.24 | 39000.96
To Summary |  | 893.16 | 0 | 24138
Chipper Building DIV28 |  | 893.16 | 57.24 | 14862.96
DIVISION 28 - ELECTRONIC SAFETY AND SECURITY |  | 893.16 | 0 | 9275.04
283111 - ADDRESSABLE FIRE ALARM SYSTEM |  | 893.16 | 57.24 | 5587.92
Supply, install, connect and test of fire alarm control system complete including conduits, conduit fittings , cabling, complete with all necessary accessories and ancillary works as shown on drawings and as specified in the technical specification in order to provide a complete system up to the main fire alarm control panel (FACP) |  | 893.16 | 0 | 3687.12
Supply, install, connect and test of addressable fire alarm siren with strobe light. |  | 893.16 | 57.24 | 1900.8
Supply | No | 893.16 |  | 1786.32
Install, Connect and Test | No |  | 57.24 | 114.48
Supply, install, connect and test of addressable break glass manual station. |  | 578.88 | 57.24 | 1272.24
Supply | No | 578.88 |  | 1157.76
Install, Connect and Test | No |  | 57.24 | 114.48
Supply, install, connect and test of addressable smoke detector. |  | 482.76 | 57.24 | 3780
Supply | No. | 482.76 |  | 3379.32
Install, Connect and Test | No. |  | 57.24 | 400.68
DIVISION 28 - ELECTRONIC SAFETY AND SECURITY |  | 1136.16 | 0 | 975551.04
To Summary |  | 1136.16 | 96.12 | 602614.08
Press Exhaust DIV-26 |  | 1136.16 | 0 | 372936.96
DIVISION 26 - ELECTRICAL |  | 1136.16 | 96.12 | 229677.12
(26 51 00)-INTERIOR LIGHTING. |  | 1136.16 | 0 | 143259.84
supply,Install, test & hand-over light fixtures including all lamps & all mounting devices and brackets in compliance with the tender specifications & drawings :- |  | 1136.16 | 96.12 | 86417.28
LIGHTING FIXTURES |  | 1136.16 | 0 | 56842.56
Light Fixture F2 - PENDANT LUMINAIRE (1x40w) LED LAMP 220V,50HZ |  | 1136.16 | 96.12 | 29574.72
Supply | 24 | 1136.16 |  | 27267.84
Install, Connect and Test | 24 |  | 96.12 | 2306.88
SOCKET OUTLETS : |  | 173.88 | 82.08 | 4114.8
Supply, install, connect and test socket outlets complete including plaster rings, wiring, earthing, terminations, socket plate, cover, plugs, all necessary accessories and ancillary work according to specification and schedules |  | 173.88 | 0 | 2579.04
SINGLE Power SOCKET 16A, 220V. |  | 173.88 | 82.08 | 1535.76
Supply | 6 | 173.88 |  | 1043.28
Install, Connect and Test | 6 |  | 82.08 | 492.48
26 2816 - DISCONNECT SWITCH & CIRCUIT BREAKERS |  | 281.88 | 0 | 5268.24
Supply, Install, test & hand-over disconnect switch complete including plaster rings, wiring, earthing, terminations, socket plate, cover, plugs, all necessary accessories and ancillary work in compliance with the tender specifications & drawings :- |  | 281.88 | 115.56 | 3230.28
DISCONNECT SWITCH POWER OUTLET |  | 281.88 | 0 | 2037.96
16A disconnect switch with one pole for EX.F |  | 281.88 | 115.56 | 1192.32
Supply | 3 | 281.88 |  | 845.64
Install, Connect and Test | 3 |  | 115.56 | 346.68
16A disconnect switch with one pole for FA.F |  | 281.88 | 115.56 | 1192.32
Supply | 3 | 281.88 |  | 845.64
Install, Connect and Test | 3 |  | 115.56 | 346.68
26 05 19-LOW VOLTAGE ELECTRICAL POWER CONDUCTORS AND CABLES |  | 2433.4 | 0 | 32370802.8
Supply, Install, test & hand-over PVC insulated 450/750V stranded copper conductor wires & PVC/PVC stranded copper conductor cables from branch circuit panelboards to light & power outlets including raceways, termination, glands and all necessary accessories and ancillary works required for complete operative system in compliance with the tender specifications & drawings. Embedded or concealed surface mounted conduits should be heavy gauge PVC. Exposed mounted conduits should be rigid galvanized steel. Circuits in cable tray should be PVC/PVC multicore cables. :- |  | 2433.4 | 0 | 21561068
BRANCH CIRCUITS |  | 2433.4 | 0 | 10809734.8
3x3mm2 for Lighting outlet |  | 2433.4 | 0 | 10751333.2
Supply | 24 | 2433.4 |  | 58401.6
Install, Connect and Test | 24 | 2327.4 | 0 | 10692931.6
3x4mm2 for single power socket outlet |  | 2327.4 | 0 | 10678967.2
Supply | 6 | 2327.4 |  | 13964.4
Install, Connect and Test | 6 | 2327.4 | 0 | 10665002.8
3x4mm2 for EX.F&FA.F outlet |  | 2327.4 | 0 | 10651038.4
Supply | 6 | 2327.4 |  | 13964.4
Install, Connect and Test | 6 | 2293 | 0 | 10637074
DIVISION 26 - ELECTRICAL |  | 2293 | 96 | 6570333
To Summary |  | 2293 | 0 | 4066741
Forming Station DIV-26 |  | 2293 | 96 | 2503592
(26 51 00)-INTERIOR LIGHTING. |  | 2293 | 0 | 1563149
supply,Install, test & hand-over light fixtures including all lamps & all mounting devices and brackets in compliance with the tender specifications & drawings :- |  | 2293 | 96 | 940443
LIGHTING FIXTURES |  | 2293 | 0 | 622706
Light Fixture F1 - (IP-65) POLE MOUNTED INDUSTRIAL LUMINAIRE .(1x40w) LED LAMP 220V,50HZ |  | 2293 | 96 | 317737
Supply | Nr | 2293 | 0 | 304969
Install, Connect and Test | Nr | 0 | 96 | 12768
26 05 19-LOW VOLTAGE ELECTRICAL POWER CONDUCTORS AND CABLES |  | 2433.24 | 0 | 1618104.6
Supply, Install, test & hand-over PVC insulated 450/750V stranded copper conductor wires & PVC/PVC stranded copper conductor cables from branch circuit panelboards to light & power outlets including raceways, termination, glands and all necessary accessories and ancillary works required for complete operative system in compliance with the tender specifications & drawings. Embedded or concealed surface mounted conduits should be heavy gauge PVC. Exposed mounted conduits should be rigid galvanized steel. Circuits in cable tray should be PVC/PVC multicore cables. :- |  | 2433.24 | Included | 970862.76
BRANCH CIRCUITS |  | 2433.24 | 0 | 647241.84
3x3mm2 for Lighting outlet |  | 2433.24 | Included | 323620.92
Supply | Nr | 2433.24 |  | 323620.92
Install, Connect and Test | Nr |  | Included
Glue Preparation DIV-26 |  | 2293.92 | 96.12 | 790750.08
DIVISION 26 - ELECTRICAL |  | 2293.92 | 0 | 489438.72
DIVISION 26 - ELECTRICAL |  | 2293.92 | 96.12 | 301311.36
(26 51 00)-INTERIOR LIGHTING. |  | 2293.92 | 0 | 188127.36
Supply, install, test & hand-over light fixtures including all lamps & all mounting devices and brackets in compliance with the tender specifications & drawings :- |  | 2293.92 | 96.12 | 113184
LIGHTING FIXTURES |  | 2293.92 | 0 | 74943.36
Light Fixture F1 - (IP-65) Pole Mounted Industrial Luminaire (1x40W) LED Lamp 220V, 50Hz. |  | 2293.92 | 96.12 | 38240.64
Supply | 16 | 2293.92 |  | 36702.72
Install, Connect and Test | 16 |  | 96.12 | 1537.92
Light Fixture F2 - Pendent Luminaire (1x40W) LED Lamp 220V, 50Hz. |  | 1136.16 | 96.12 | 39432.96
Supply | 32 | 1136.16 |  | 36357.12
Install, Connect and Test | 32 |  | 96.12 | 3075.84
(26 27 26)-WIRING DEVICES |  | 151.2 | 0 | 3203.28
LIGHT SWITCHES : |  | 151.2 | 281.88 | 2034.72
Supply, install, test & hand-over light switches complete including, conduits, conduit fittings, switches, terminations, earthing, wiring from switches to branch circuit in compliance with the tender specifications & drawings :- |  | 151.2 | 0 | 1168.56
Two gang, one way 10A modular switch |  | 151.2 | 281.88 | 866.16
Supply | 2 | 151.2 |  | 302.4
Install, Connect and Test | 2 |  | 281.88 | 563.76
SOCKET OUTLETS : |  | 162 | 54 | 1188
Supply, install, connect and test socket outlets complete including plaster rings, wiring, earthing, terminations, socket plate, cover, plugs, all necessary accessories and ancillary work according to specification and schedules |  | 162 | 0 | 756
SINGLE POWER SOCKET 16A, 220V. |  | 162 | 54 | 432
Supply | 2 | 162 |  | 324
Install, Connect and Test | 2 |  | 54 | 108
26 2816 - DISCONNECT SWITCH & CIRCUIT BREAKERS |  | 158.76 | 0 | 4121.28
Supply, Install, test & hand-over disconnect switch complete including plaster rings, wiring, earthing, terminations, socket plate, cover, plugs, all necessary accessories and ancillary work in compliance with the tender specifications & drawings :- |  | 158.76 | 78.84 | 2535.84
DISCONNECT SWITCH POWER OUTLET |  | 158.76 | 0 | 1585.44
16A disconnect switch with one pole for EX.F |  | 158.76 | 78.84 | 950.4
Supply | 4 | 158.76 |  | 635.04
Install, Connect and Test | 4 |  | 78.84 | 315.36
16A disconnect switch with one pole for FA.F |  | 158.76 | 78.84 | 950.4
Supply | 4 | 158.76 |  | 635.04
Install, Connect and Test | 4 |  | 78.84 | 315.36
26 05 19-LOW VOLTAGE ELECTRICAL POWER CONDUCTORS AND CABLES |  | 2433.24 | 0 | 437983.2
Supply, Install, test & hand-over PVC insulated 450/750V stranded copper conductor wires & PVC/PVC stranded copper conductor cables from branch circuit panelboards to light & power outlets including raceways, termination, glands and all necessary accessories and ancillary works required for complete operative system in compliance with the tender specifications & drawings. Embedded or concealed surface mounted conduits should be heavy gauge PVC. Exposed mounted conduits should be rigid galvanized steel. Circuits in cable tray should be PVC/PVC multicore cables. :- |  | 2433.24 | 0 | 262789.92
BRANCH CIRCUITS |  | 2433.24 | 0 | 175193.28
3x3mm² for Lighting outlet |  | 2433.24 | 0 | 87596.64
Supply | 36 | 2433.24 |  | 87596.64
Install, Connect and Test | 36 |  | 0 | 0
3x4mm2 for EX.F&FA.F outlet & Socket |  | 2327.4 | 96.12 | 1054088.64
Supply | 8 | 2327.4 |  | 18619.2
Install, Connect and Test | 8 | 2293.92 | 96.12 | 1035469.44
DIVISION 26 - ELECTRICAL |  | 2293.92 | 0 | 640094.4
To Summary |  | 2293.92 | 96.12 | 395375.04
Screen&Conveyor DIV-26 |  | 2293.92 | 0 | 244719.36
DIVISION 26 - ELECTRICAL |  | 2293.92 | 96.12 | 150655.68
(26 51 00)-INTERIOR LIGHTING. |  | 2293.92 | 0 | 94063.68
supply,Install, test & hand-over light fixtures including all lamps & all mounting devices and brackets in compliance with the tender specifications & drawings :- |  | 2293.92 | 96.12 | 56592
LIGHTING FIXTURES |  | 2293.92 | 0 | 37471.68
Light Fixture F1 - (IP-65) Pole Mounted Type Industrial Luminaire (1x40W) LED Lamp 220V, 50Hz. |  | 2293.92 | 96.12 | 19120.32
Supply | 8 | 2293.92 |  | 18351.36
Install, Connect and Test | 8 |  | 96.12 | 768.96
Light Fixture F2 - Pendent Luminaire (1x40W) LED Lamp 220V, 50Hz. |  | 1136.16 | 96.12 | 9858.24
Supply | 8 | 1136.16 |  | 9089.28
Install, Connect and Test | 8 |  | 96.12 | 768.96
Light Fixture F3 - Surface Mounted Luminaire (1x40W) LED Lamp 220V, 50Hz. |  | 1180.44 | 96.12 | 1276.56
Supply | 1 | 1180.44 |  | 1180.44
Install, Connect and Test | 1 |  | 96.12 | 96.12
26 05 19-LOW VOLTAGE ELECTRICAL POWER CONDUCTORS AND CABLES |  | 2433.24 | 0 | 206825.4
Supply, Install, test & hand-over PVC insulated 450/750V stranded copper conductor wires & PVC/PVC stranded copper conductor cables from branch circuit panelboards to light & power outlets including raceways, termination, glands and all necessary accessories and ancillary works required for complete operative system in compliance with the tender specifications & drawings. Embedded or concealed surface mounted conduits should be heavy gauge PVC. Exposed mounted conduits should be rigid galvanized steel. Circuits in cable tray should be PVC/PVC multicore cables. :- |  | 2433.24 | 0 | 124095.24
BRANCH CIRCUITS |  | 2433.24 | 0 | 82730.16
3x3mm² for Lighting outlet |  | 2433.24 | 0 | 41365.08
Supply | 17 | 2433.24 |  | 41365.08
Install, Connect and Test | 17 |  | 0 | 0
DIVISION 26 - ELECTRICAL |  | 2293.92 | 96.12 | 6078891.24
To Summary |  | 2293.92 | 0 | 3762560.16
Main tower DIV-26 |  | 2293.92 | 96.12 | 2316331.08
DIVISION 26 - ELECTRICAL |  | 2293.92 | 0 | 1446229.08
26 51 00--INTERIOR LIGHTING. |  | 2293.92 | 96.12 | 870102
Supply, install, connect and test light fixtures including all lamps, mounting devices and brackets as shown on the drawings, specification and as scheduled. The item shall include all necessary wiring, conduits & termination of the luminaires to their respective outlets. |  | 2293.92 | 0 | 576127.08
Light Fixture (F1) |  | 2293.92 | 96.12 | 293974.92
Supply | No | 2293.92 |  | 282152.16
Install, Connect and Test | No |  | 96.12 | 11822.76
Light Fixture (F1E) |  | 3429 | 96.12 | 144529.92
Supply | No | 3429 |  | 140589
Install, Connect and Test | No |  | 96.12 | 3940.92
26 05 19-LOW VOLTAGE ELECTRICAL POWER CONDUCTORS AND CABLES |  | 2433 | 0 | 7524535.4
Supply, install, connect and test PVC insulated 450/750V stranded copper conductor wires from branch circuit panelboards to light & power outlets including raceways, termination, glands and all necessary accessories and ancillary works required for complete operative system. |  | 2433 | 0 | 4595010.24
Embeded or concealed surface mounted conduits should be rigid PVC. Exposed mounted conduits should be galvanized steel. |  | 2433 | 0 | 2929525.16
- PVC conduits should be products of Beit El-Handasa or approved equal. |  | 2433 | 0 | 1665485.08
3x3mm² Lighting outlet |  | 2433 | 0 | 1264040.08
Supply | No | 2433 |  | 401445
Install, Connect and Test | No | 2327 | 0 | 862595.08
3x4mm² Power outlet For Sockets |  | 2327 | 0 | 825363.08
Supply | No | 2327 |  | 37232
Install, Connect and Test | No | 21423.96 | 0 | 788131.08
DIVISION 26 - ELECTRICAL |  | 21423.96 | 2843.64 | 486870.48
To Summary |  | 21423.96 | 0 | 301260.6
Main Tower DIV -28 |  | 21423.96 | 2843.64 | 185609.88
DIVISION 28 - ELECTRONIC SAFETY AND SECURITY |  | 21423.96 | 0 | 115650.72
28 31 00-ADDRESS`ABLE FIRE ALARM SYSTEM |  | 21423.96 | 2843.64 | 69959.16
Supply, install, connect and test of fire alarm control system completeincluding conduits, conduit fittings , cabling, complete with all necessaryaccessories and ancillary works as shown on drawings and as specified in thetechnical specification in order to provide a complete system up to the mainfire alarm control panel (MFACP) |  | 21423.96 | 0 | 45691.56
Supply, install, connect and test of UL LISTED Repeater Fire Alarm ControlPanel 2 no loops complete including conduits, conduit fittings, boxes, wiring up to fire alarm detectors, fixing and all necessary accessories and ancillaryworks as specified and as shown on the drawings. |  | 21423.96 | 2843.64 | 24267.6
Supply | No | 21423.96 |  | 21423.96
Install, Connect and Test | No |  | 2843.64 | 2843.64
Supply, install, connect and test of addressable fire alarm siren. |  | 893.16 | 57.24 | 15206.4
Supply | No | 893.16 |  | 14290.56
Install, Connect and Test | No |  | 57.24 | 915.84
Supply, install, connect and test of addressable break glass manual station. |  | 578.88 | 57.24 | 10177.92
Supply | No | 578.88 |  | 9262.08
Install, Connect and Test | No |  | 57.24 | 915.84
DIVISION 28 - ELECTRONIC SAFETY AND SECURITY |  | 2293.92 | 0 | 305899.2
To Summary |  | 2293.92 | 96.12 | 188319.6
DIVISION 26 - ELECTRICAL |  | 2293.92 | 0 | 117579.6
26 51 00--INTERIOR LIGHTING. |  | 2293.92 | 96.12 | 70740
Supply, install, connect and test light fixtures including all lamps, mounting devices and brackets as shown on the drawings, specification and as scheduled. The item shall include all necessary wiring, conduits & termination of the luminaires to their respective outlets. |  | 2293.92 | 0 | 46839.6
Light Fixture (F1) |  | 2293.92 | 96.12 | 23900.4
Supply | No | 2293.92 |  | 22939.2
Install, Connect and Test | No |  | 96.12 | 961.2
Light Fixture (F1E) |  | 3429 | 96.12 | 7050.24
Supply | No | 3429 |  | 6858
Install, Connect and Test | No |  | 96.12 | 192.24
26 05 19-LOW VOLTAGE ELECTRICAL POWER CONDUCTORS AND CABLES |  | 2433.24 | 0 | 595920.24
Supply, install, connect and test PVC insulated 450/750V stranded copper conductor wires from branch circuit panelboards to light & power outlets including raceways, termination, glands and all necessary accessories and ancillary works required for complete operative system. |  | 2433.24 | 0 | 363391.92
Embeded or concealed surface mounted conduits should be rigid PVC. Exposed mounted conduits should be galvanized steel. |  | 2433.24 | 0 | 232528.32
- PVC conduits should be products of Beit El-Handasa or approved equal. |  | 2433.24 | 0 | 130863.6
3x3mm² Lighting outlet |  | 2433.24 | 0 | 101664.72
Supply | No | 2433.24 |  | 29198.88
Install, Connect and Test | No | 2327.4 | 0 | 72465.84
3x4mm² Power outlet For Sockets |  | 2327.4 | 57.24 | 65483.64
Supply | No | 2327.4 |  | 6982.2
Install, Connect and Test |  | 893.16 | 57.24 | 58501.44
DIVISION 26 - ELECTRICAL |  | 893.16 | 0 | 36207
To Summary |  | 893.16 | 57.24 | 22294.44
DIVISION 28 - ELECTRONIC SAFETY AND SECURITY |  | 893.16 | 0 | 13912.56
28 31 00-ADDRESS`ABLE FIRE ALARM SYSTEM |  | 893.16 | 57.24 | 8381.88
Supply, install, connect and test of fire alarm control system completeincluding conduits, conduit fittings , cabling, complete with all necessaryaccessories and ancillary works as shown on drawings and as specified in thetechnical specification in order to provide a complete system up to the mainfire alarm control panel (MFACP) |  | 893.16 | 0 | 5530.68
Supply, install, connect and test of addressable fire alarm siren. |  | 893.16 | 57.24 | 2851.2
Supply | No | 893.16 |  | 2679.48
Install, Connect and Test | No |  | 57.24 | 171.72
Supply, install, connect and test of addressable break glass manual station. |  | 578.88 | 57.24 | 1908.36
Supply | No | 578.88 |  | 1736.64
Install, Connect and Test | No |  | 57.24 | 171.72
DIVISION 28 - ELECTRONIC SAFETY AND SECURITY |  | 3146.85 | 0 | 9566764.2
To Summary |  | 3146.85 | 0 | 5910294.6
Earthing DIV-26 Modified |  | 3146.85 | 0 | 3656469.6
DIVISION 26 - ELECTRICAL |  | 3146.85 | 0 | 2253825
EARTHING (GROUNDING) SYSTEM (ref no. 260526) |  | 3146.85 | 0 | 1402644.6
Furnishing, supplying, installing and testing a complete protective earthing (PE) system complete with earthing pits, earthing electrodes, equalizer bars, earth continuity conductor, and earthing conductor to switchboards, diesel generator set and transformers complete with all accessories, fixing brackets, test links, complete with all accessories, fixing brackets, test links suspensions, drilling and cutting for complete installation all in accordance with technical specifications and drawings |  | 3146.85 | 0 | 851180.4
NB |  | 3146.85 | 0 | 551464.2
Earthing impedance must be <= 2 ohm or in compliance with IEC 60364 |  | 3146.85 | 0 | 299716.2
Supply, install, connect and test inspection pit (300X300mm) including earthing rod | 80 | 3146.85 |  | 251748
Supply, install, connect and test thermal welding (T-JOINT) | 141 | 340.2 |  | 47968.2
Supply, install, connect and test Exothermic Welding Mould for Cable 120 mm2/120mm2 | 5 |  | Included | 0
Supply, install, connect and test Mould Handle | 5 |  | Included | 0
Supply, install, connect and test Flint Igniter | 1 |  | Included | 0
Supply, install, connect and test Disconnecting Earth Bar | 43 | 1048.95 |  | 45104.85
Supply, install, connect and test 120mm2 bare copper cable burried in ground at depth = - 1000 mm | 2558.6 | 418.1652 |  | 1069917.4807
Supply, install, connect and test 70mm2 bare copper cable burried in ground at depth = - 1000 mm | 1191.3 | 250.8948 |  | 298890.9752
Clamp | 197 | 567 |  | 111699
DIVISION 26 - ELECTRICAL |  | 1327.7722 | 0 | 149329.9395
To Summary |  | 1327.7722 | 220.59 | 92252.6618
Site DIV-26 Modified |  | 1327.7722 | 0 | 57077.2778
DIVISION 26 - ELECTRICAL |  | 1327.7722 | 220.59 | 35175.384
26 51 00 - INTERIOR LIGHTING |  | 1327.7722 | 0 | 21901.8938
Supply, install, test & hand-over light fixtures including all lamps & all mounting devices and brackets in compliance with the tender specifications & drawings. |  | 1327.7722 | 220.59 | 13273.4903
LIGHTING FIXTURES |  | 1327.7722 | 0 | 8628.4035
Light Fixture L13 - (IP-20) SURFACE MOUNTED LUMINAIRE (1x36w, 3600M) LED LAMP 220V,50HZ SIMILAR TO (PHILIPS RC091V LED 36S 840 W60L60 LAP ) (Local Manufactures) |  | 1327.7722 | 220.59 | 4645.0868
Supply | 3 | 1327.7722 | 0 | 3983.3167
Install, commect and test | 3 | 0 | 220.59 | 661.77
Light Fixture L13E - SIMILAR TO L13 WITH 2 HOURS BACK (Local Manufactures) |  | 2655.5445 | 220.59 | 8628.4035
Supply | 3 | 2655.5445 | 0 | 7966.6335
Install, commect and test | 3 | 0 | 220.59 | 661.77
Light Fixture L12E- (IP-20) SURFACE MOUNTED CIRCULAR LUMINAIRE (1x38w, 3800LM) LED LAMP 220V,50HZ SIMILAR TO (PHILIPS SM294C LED 40 /840 PSU WH GM ) (Local Manufactures) |  | 3553.7434 | 220.59 | 11323.0001
Supply | 3 | 3553.7434 | 0 | 10661.2301
Install, commect and test | 3 | 0 | 220.59 | 661.77
Light Fixture L9- (IP-66) WALL MOUNTED LUMINAIRE (1x58w, 7992LM) LED LAMP 220V,50HZ SIMILAR TO (PHILIPS WT470X L1600 WB LED80S/840 NO) OR APPROVED EQUAL (Local Manufactures) |  | 5467.2975 | 220.59 | 45503.1
Supply | 8 | 5467.2975 | 0 | 43738.38
Install, commect and test | 8 | 0 | 220.59 | 1764.72
Light Fixture L9E- SAME TO L9 TYPE BUT WITH 2 HOURS BACK UP BATTERY (Local Manufactures) |  | 7029.3825 | 220.59 | 28999.89
Supply | 4 | 7029.3825 | 0 | 28117.53
Install, commect and test | 4 | 0 | 220.59 | 882.36
26 28 16 - ENCLOSED SWITCHES & CIRCUIT BREAKERS |  | 503.8037 | 0 | 185100.7549
SWITCH FUSES |  | 503.8037 | 282.15 | 114164.1029
Supply, install, test & hand-over switch fuses complete including plaster rings, wiring, earthing, terminations, socket plate, cover, plugs, all necessary accessories and ancillary work in compliance with the tender specifications & drawings. |  | 503.8037 | 0 | 70936.652
16A Switch Fuse with 2-Pole for Exhaust Fan , Fresh Fan (WP) |  | 503.8037 | 282.15 | 43227.451
Supply | 55 | 503.8037 | 0 | 27709.201
Install, commect and test | 55 | 0 | 282.15 | 15518.25
32A Switch Fuse with 2-Pole for Exhaust Fan (WP) |  | 532.9365 | 282.15 | 8150.8654
Supply | 10 | 532.9365 | 0 | 5329.3654
Install, commect and test | 10 | 0 | 282.15 | 2821.5
20A Switch Fuse with 2-Pole for Water Heater Shutter Door & Exhaust Fan (wp) |  | 503.8037 | 282.15 | 3929.7683
Supply | 5 | 503.8037 | 0 | 2519.0183
Install, commect and test | 5 | 0 | 282.15 | 1410.75
32A Switch Fuse with 4-Pole for Exhaust Fan (WP) |  | 4466.7352 | 282.15 | 208950.9486
Supply | 44 | 4466.7352 | 0 | 196536.3486
Install, commect and test | 44 | 0 | 282.15 | 12414.6
26 05 19 - LOW VOLTAGE ELECTRICAL POWER CONDUCTORS AND CABLES |  | 4967.4303 | 0 | 1697724.9432
Supply, install, test & hand-over PVC insulated 450/750V stranded copper conductor wires & PVC/PVC stranded copper conductor cables from branch circuit panelboards to light & power outlets including raceways, termination, glands and all necessary accessories and ancillary works required for complete operative system in compliance with the tender specifications & drawings. Embedded or concealed surface mounted conduits should be heavy gauge PVC. Exposed mounted conduits should be rigid galvanized steel. Circuits in cable tray should be PVC/PVC multicore cables. |  | 4967.4303 | 4582.5021 | 1058960.9844
BRANCH CIRCUITS |  | 4967.4303 | 0 | 638763.9588
5x4mm2 CU/PVC for EX.F & FA.F |  | 4967.4303 | 4582.5021 | 420197.0256
Supply | 44 | 4967.4303 | 0 | 218566.9332
Install, commect and test | 44 | 0 | 4582.5021 | 201630.0924
5x6mm2 CU/PVC for EX.F & FA.F |  | 6968.4612 | 4813.4675 | 0
Supply | 44 | 6968.4612 | 0
Install, commect and test | 44 | 0 | 4813.4675
26 24 16 - 26 24 19 - PANELBOARDS |  | 20983.4878 | 0 | 112313.8422
Supply, install, test & hand-over the following panel boards complete with circuit breakers, bus bars cabinets, conductors, relays, residual current devices, indicator lamps and all necessary accessories and ancillary works required in compliance with the tender specifications & drawings. |  | 20983.4878 | 2465.4677 | 67881.3989
BRANCH CIRCUIT DISTRIBUTION PANEL BOARDS |  | 20983.4878 | 0 | 44432.4434
DB-EX-1 (IP/68) |  | 20983.4878 | 2465.4677 | 23448.9555
Supply | 1 | 20983.4878 | 0 | 20983.4878
Install, commect and test | 1 | 0 | 2465.4677 | 2465.4677
DB-EX-2 (IP/68) |  | 20983.4878 | 2465.4677 | 23448.9555
Supply | 1 | 20983.4878 | 0 | 20983.4878
Install, commect and test | 1 | 0 | 2465.4677 | 2465.4677
DB-EX-3 (IP/68) |  | 24235.7488 | 2529.5517 | 26765.3005
Supply | 1 | 24235.7488 | 0 | 24235.7488
Install, commect and test | 1 | 0 | 2529.5517 | 2529.5517
DB-EX-4 (IP/68) |  | 24235.7488 | 2529.5517 | 26765.3005
Supply | 1 | 24235.7488 | 0 | 24235.7488
Install, commect and test | 1 | 0 | 2529.5517 | 2529.5517
DB-GATE3 |  | 8232.1879 | 2214.2106 | 10446.3985
Supply | 1 | 8232.1879 | 0 | 8232.1879
Install, commect and test | 1 | 0 | 2214.2106 | 2214.2106
DB-MVSWG |  | 0 | 0 | 0
Supply | 1 | 32831.9025 | 0 | 32831.9025
Install, commect and test | 1 | 0 | 3724.934 | 3724.934
MCC-F-4 |  | 144096.0929 | 11767.1273 | 155863.2202
Supply | 1 | 144096.0929 | 0 | 144096.0929
Install, commect and test | 1 | 0 | 11767.1273 | 11767.1273
MCC-F-5 |  | 97104.1867 | 9715.1273 | 106819.314
Supply | 1 | 97104.1867 | 0 | 97104.1867
Install, commect and test | 1 | 0 | 9715.1273 | 9715.1273
DB-Pumps Room |  | 10481.5904 | 2258.5338 | 12740.1241
Supply | 1 | 10481.5904 | 0 | 10481.5904
Install, commect and test | 1 | 0 | 2258.5338 | 2258.5338
DB-SUB-01 |  | 10108.252 | 2251.1774 | 12359.4294
Supply | 1 | 10108.252 | 0 | 10108.252
Install, commect and test | 1 | 0 | 2251.1774 | 2251.1774
DB-SUB-02 |  | 12398.2686 | 2296.3009 | 14694.5695
Supply | 1 | 12398.2686 | 0 | 12398.2686
Install, commect and test | 1 | 0 | 2296.3009 | 2296.3009
ESF-D Building Phase#02 |  | 177665.2996 | 17864.7941 | 195530.0936
Supply | 1 | 177665.2996 | 0 | 177665.2996
Install, commect and test | 1 | 0 | 17864.7941 | 17864.7941
Spare Parts |  | 107224.6386 | 0 | 107224.6386
Supply | 1 | 107224.6386 | 0 | 107224.6386
Install, commect and test | 1 | 0 | 0 | 0
26 24 13 - SUB FEEDER DISTRIBUTION PANEBOARDS |  | 725076.665 | 0 | 1497773.9605
EMDB |  | 725076.665 | 47620.6306 | 772697.2956
Supply | 1 | 725076.665 | 0 | 725076.665
Install, commect and test | 1 | 0 | 47620.6306 | 47620.6306
EMDB-SS3 |  | 0 | 0 | 0
Supply | 1 | 488089.9332 | 0 | 488089.9332
Install, commect and test | 1 | 0 | 39255.6937 | 39255.6937
SFD-EMDB-SS3-UPS1 |  | 0 | 0 | 0
Supply | 1 | 73855.8405 | 0 | 73855.8405
Install, commect and test | 1 | 0 | 7691.922 | 7691.922
SFD-EMDB-SS3-UPS2 |  | 0 | 0 | 0
Supply | 1 | 67151.3101 | 0 | 67151.3101
Install, commect and test | 1 | 0 | 7543.3162 | 7543.3162
26 05 19 - 26 05 36- 26 05 39 - 26 05 43 - LOW VOLTAGE ELECTRICAL POWER CONDUCTORS AND CABLES |  | 405.0768 | 0 | 2070081.4693
CABLE FEEDERS |  | 405.0768 | 270.1148 | 1281485.6351
Supply, install, test & hand-over CU/ XLPE/PVC stranded copper conductor cables including raceways, termination, glands and all necessary accessories and ancillary works required for complete operative system in compliance with the tender specifications & drawings. |  | 405.0768 | 0 | 788595.8342
CU/XLPE/STA/PVC cable [(4x25)mm2 + 16mm2]. and all necessary accessories and ancillary works required as specified and as shown on drawings. |  | 405.0768 | 270.1148 | 492889.8009
Supply | 730 | 405.0768 | 0 | 295706.0334
Install, Connect and Test | 730 | 0 | 270.1148 | 197183.7675
CU/XLPE/STA/PVC cable [(3x120+70)mm2 + 70mm2)]. and all necessary accessories and ancillary works required as specified and as shown on drawings. |  | 1674.3989 | 303.4781 | 642810.0195
Supply | 325 | 1674.3989 | 0 | 544179.6462
Install, Connect and Test | 325 | 0 | 303.4781 | 98630.3732
CU/XLPE/STA/PVC cable [(3x185+95)mm2 +95mm2)]. |  | 2496.8367 | 350.5916 | 1694219.832
Supply | 595 | 2496.8367 | 0 | 1485617.8151
Install, Connect and Test | 595 | 0 | 350.5916 | 208602.0169
262500 - ENCLOSED BUS ASSEMBLY |  | 48383.5275 | 0 | 2177258.7375
Supply, install, connect and test copper busway complete with all necessary accessories and ancillary works required as specified and as shown on drawings. |  | 48383.5275 | 0 | 1451505.825
Busway 6300A complete with all necessary accessories and ancillary works required as specified and as shown on drawings. |  | 48383.5275 | 0 | 725752.9125
Supply | 15 | 48383.5275 | 0 | 725752.9125
Install, Connect and Test | 15 | 0 | 0 | 0
262413 MAIN DISTRIBUTION BOARDS |  | 1198866.8027 | 69418.6983 | 3735437.8048
Supply, install, connect and test of main distribution boards with all necessary accessories circuit breakers, contractors, relays, indicator lamps, cable terminals & all ancillary works required for complete operative system according to the specifications & as shown on drawings. |  | 1198866.8027 | 0 | 2467152.3037
LT-SS1 (With Power Factor Correction Capacitors). |  | 1198866.8027 | 69418.6983 | 1268285.501
Supply | 1 | 1198866.8027 | 0 | 1198866.8027
Install, Connect and Test | 1 | 0 | 69418.6983 | 69418.6983
LT1-SS2 (With Power Factor Correction Capacitors). |  | 1409682.1161 | 75256.6588 | 1484938.7749
Supply | 1 | 1409682.1161 | 0 | 1409682.1161
Install, Connect and Test | 1 | 0 | 75256.6588 | 75256.6588
LT2-SS2 (With Power Factor Correction Capacitors). |  | 901474.775 | 42030.2747 | 943505.0497
Supply | 1 | 901474.775 | 0 | 901474.775
Install, Connect and Test | 1 | 0 | 42030.2747 | 42030.2747
LT-SS3 (With Power Factor Correction Capacitors). |  | 2079998.16 | 103067.384 | 2183065.5441
Supply | 1 | 2079998.16 | 0 | 2079998.16
Install, Connect and Test | 1 | 0 | 103067.384 | 103067.384
LT1-SS4 (With Power Factor Correction Capacitors). |  | 1624327.8774 | 77271.5792 | 1701599.4566
Supply | 1 | 1624327.8774 | 0 | 1624327.8774
Install, Connect and Test | 1 | 0 | 77271.5792 | 77271.5792
LT2.1-SS4 (With Power Factor Correction Capacitors). |  | 1646348.7051 | 87980.0027 | 1734328.7078
Supply | 1 | 1646348.7051 | 0 | 1646348.7051
Install, Connect and Test | 1 | 0 | 87980.0027 | 87980.0027
LT2.2-SS4 (With Power Factor Correction Capacitors). |  | 284970.7818 | 17815.8744 | 302786.6562
Supply | 1 | 284970.7818 | 0 | 284970.7818
Install, Connect and Test | 1 | 0 | 17815.8744 | 17815.8744
[SECTION 263213]- EMERGENCY DIESEL GENERATOR SET |  | 0 | 0 | 81810
Install only , and connect 2000 KVA. (at 50°C ambient) 0.8 p.f., 400V diesel generator set all in accordance with detailed technical specifications complete with all necessary accessories and ancillary works. |  | 0 | 81810 | 81810
Supply | 1 |  |  | 0
Install, Connect and Test | 1 | 0 | 81810 | 81810
26 36 00 - AUTOMATIC TRANSFER SWITCHES (ATS) |  | 331387.1164 | 0 | 672426.7329
Supply, install, connect, and test automatic transfer switch (1250A) complete with all control, monitoring and protection equipment including control cabling and all necessary auxiliary components and ancillary works required for complete operation as specified and as indicated on the drawings and specification. |  | 331387.1164 | 9652.5 | 341039.6164
Supply | 1 | 331387.1164 | 0 | 331387.1164
Install, Connect and Test | 1 | 0 | 9652.5 | 9652.5
Supply, install, connect, and test automatic transfer switch (1000A) complete with all control, monitoring and protection equipment including control cabling and all necessary auxiliary components and ancillary works required for complete operation as specified and as indicated on the drawings and specification. |  | 310564.9139 | 8213.4 | 318778.3139
Supply | 1 | 310564.9139 | 0 | 310564.9139
Install, Connect and Test | 1 | 0 | 8213.4 | 8213.4
Supply, install, connect, and test automatic transfer switch (630A) complete with all control, monitoring and protection equipment including control cabling and all necessary auxiliary components and ancillary works required for complete operation as specified and as indicated on the drawings and specification. |  | 121848.0192 | 6844.5 | 128692.5192
Supply | 1 | 121848.0192 | 0 | 121848.0192
Install, Connect and Test | 1 | 0 | 6844.5 | 6844.5
Supply, install, connect, and test automatic transfer switch (400A) complete with all control, monitoring and protection equipment including control cabling and all necessary auxiliary components and ancillary works required for complete operation as specified and as indicated on the drawings and specification. |  | 106896.1477 | 6844.5 | 113740.6477
Supply | 1 | 106896.1477 | 0 | 106896.1477
Install, Connect and Test | 1 | 0 | 6844.5 | 6844.5
Supply, install, connect, and test automatic transfer switch (160A) complete with all control, monitoring and protection equipment including control cabling and all necessary auxiliary components and ancillary works required for complete operation as specified and as indicated on the drawings and specification. |  | 0 | 0
Supply | 1 | 90639.3417 | 0 | 90639.3417
Install, Connect and Test | 1 | 0 | 5133.375 | 5133.375
POWER TRANSFORMER |  | 1030976.1 | 25798.5 | 3144525.3
Supply, install, connect, and test power transformers in accordance with detailed technical specifications complete with all necessary accessories and ancillary works. Transformers must be in compliance with public distribution company regulations. |  | 1030976.1 | 0 | 2087750.7
Dry Type Transformers (3150 kVA, 22/0.4 kV) at 50C Ambient Temperature. |  | 1030976.1 | 25798.5 | 1056774.6
Supply | 1 | 1030976.1 | 0 | 1030976.1
Install, Connect and Test | 1 | 0 | 25798.5 | 25798.5
Dry Type Transformers (2000 K.V.A, 22/0.4 kV) at 50C Ambient Temperature. |  | 835715.48 | 20066.74 | 855782.22
Supply | 1 | 835715.48 |  | 835715.48
Install, Connect and Test | 1 |  | 20066.74 | 20066.74
Dry Type Transformers (2000 kVA, 22/0.69 kV) at 50C Ambient Temperature. |  | 812284.2 | 15138.9 | 827423.1
Supply | 1 | 812284.2 | 0 | 812284.2
Install, Connect and Test | 1 | 0 | 15138.9 | 15138.9
DIVISION 26 - ELECTRICAL |  | 553.6937 | 4693.6474 | 1816124.621
To Summary |  | 553.6937 | 0 | 1118679.947
Site DIV-27 Modified |  | 553.6937 | 4693.6474 | 697444.674
DIVISION 27 - COMMUNICATIONS |  | 553.6937 | 0 | 421235.273
LIGHT CURRENT SYSTEM |  | 553.6937 | 4693.6474 | 276209.401
Supply, install, connect and test the following Telecom / Data system outlets complete including wiring devices, conduits, conduit fittings,SFTP/Cat 6A cabling between the outlets to the respective access switches, earthing complete including plaster rings, wiring, earthing terminations, socket plate, cover, plugs, and all necessary accessories and ancillary works for a complete system. |  | 553.6937 | 0 | 145025.872
Telecom Wall Mounted IP Outlet |  | 553.6937 | 4693.6474 | 131183.5289
Supply | 25 | 553.6937 | 0 | 13842.3431
Install, Connect and Test | 25 | 0 | 4693.6474 | 117341.1858
Telecom Wall Mounted IP Outlet - Weather Proof |  | 884.9635 | 4693.6474 | 55786.1091
Supply | 10 | 884.9635 | 0 | 8849.6348
Install, Connect and Test | 10 | 0 | 4693.6474 | 46936.4743
Floor Box (FB1) - (2no. IP Outlets) |  | 1107.3874 | 5996.6418 | 85248.3508
Supply | 12 | 1107.3874 | 0 | 13288.6494
Install, Connect and Test | 12 | 0 | 5996.6418 | 71959.7014
Data Outlet |  | 553.6937 | 4693.6474 | 26236.7058
Supply | 5 | 553.6937 | 0 | 2768.4686
Install, Connect and Test | 5 | 0 | 4693.6474 | 23468.2372
IP NETWORK EQUIPMENT |  | 32485.455 | 5862.8571 | 109182.0793
Supply, install, connect and test of edge distribution rack complete with passive components (patch panels, power strips, ...etc) as specified and indicated in the drawings with all necessary termination, conduits, raceways, patch cords, cables and all necessary accessories required to complete operative system. |  | 32485.455 | 0 | 70833.7671
IT RACK F-1 |  | 32485.455 | 5862.8571 | 38348.3121
Supply | 1 | 32485.455 | 0 | 32485.455
Install, Connect and Test | 1 | 0 | 5862.8571 | 5862.8571
IT RACK F-2 |  | 27988.497 | 3420 | 31408.497
Supply | 1 | 27988.497 | 0 | 27988.497
Install, Connect and Test | 1 | 0 | 3420 | 3420
IT RACK F-3 |  | 23491.539 | 3420 | 26911.539
Supply | 1 | 23491.539 | 0 | 23491.539
Install, Connect and Test | 1 | 0 | 3420 | 3420
IT RACK F-4 |  | 23491.539 | 3420 | 26911.539
Supply | 1 | 23491.539 | 0 | 23491.539
Install, Connect and Test | 1 | 0 | 3420 | 3420
IT RACK F-6 |  | 23491.539 | 3420 | 26911.539
Supply | 1 | 23491.539 | 0 | 23491.539
Install, Connect and Test | 1 | 0 | 3420 | 3420
IT RACK-MV |  | 11088.738 | 3089.1176 | 14177.8556
Supply | 1 | 11088.738 | 0 | 11088.738
Install, Connect and Test | 1 | 0 | 3089.1176 | 3089.1176
IT RACK-SUB-1 |  | 11599.686 | 3291.6176 | 14891.3036
Supply | 1 | 11599.686 | 0 | 11599.686
Install, Connect and Test | 1 | 0 | 3291.6176 | 3291.6176
IT RACK-SUB-2 |  | 11599.686 | 3291.6176 | 14891.3036
Supply | 1 | 11599.686 | 0 | 11599.686
Install, Connect and Test | 1 | 0 | 3291.6176 | 3291.6176
Supply, install, connect and test 6-core single mode fiber optic cables. The item shall include raceways, splicing, splicing closures, media converters, pig tails fiber SC connectors, fiber cable pulling and all necessary sleeves, accessories and ancillary works. The works shall be complete as per the project specifications and drawings. |  | 148.7616 | 0 | 915569.5889
Supply | 3500 | 148.7616 | 0 | 520665.57
Install, Connect and Test | 3500 | 168.5224 | 0 | 394904.0189
Supply, install, connect and test Armoured Double Sheath Fiber Optic Cable. The item shall include raceways, splicing, splicing closures, media converters, pig tails fiber SC connectors, fiber cable pulling and all necessary sleeves, accessories and ancillary works. The works shall be complete as per the project specifications and drawings. |  | 168.5224 | 12.939 | 310642.8432
Supply | 500 | 168.5224 | 0 | 84261.1757
Install, Connect and Test | 500 | 27.9237 | 12.939 | 226381.6675
DIVISION 27 - COMMUNICATIONS |  | 27.9237 | 0 | 139956.1894
To Summary |  | 27.9237 | 12.939 | 86425.4781
Special Cables DIV-26 New |  | 27.9237 | 0 | 53530.7113
Supply, install, test & hand-over Special cables including raceways, termination, glands and all necessary accessories and ancillary works required for complete operative system in compliance with the tender specifications & drawings. |  | 27.9237 | 12.939 | 32894.7668
starr, geeignet für aussen ( und innen) solid, for outdoor + indoor use able for wiring in ground UV resistance (NYY-J) U =600V /1kV wire color coded -10..+70grd |  | 27.9237 | 0 | 20635.9445
NYY‐J 3x1,5 RE 0,6/1kV |  | 27.9237 | 12.939 | 12258.8223
Supply | m | 27.9237 | 0 | 8377.1223
Install, Connect and Test | m | 0 | 12.939 | 3881.7
NYY‐J 4x1,5 RE 0,6/1kV |  | 33.7085 | 12.939 | 37318.0149
Supply | m | 33.7085 | 0 | 26966.8149
Install, Connect and Test | m | 0 | 12.939 | 10351.2
NYY‐J 4x2,5 RE 0,6/1kV |  | 48.9969 | 12.939 | 6193.586
Supply | m | 48.9969 | 0 | 4899.686
Install, Connect and Test | m | 0 | 12.939 | 1293.9
NYY‐J 4x4 RE 0,6/1kV |  | 68.8304 | 13.6096 | 28853.9903
Supply | m | 68.8304 | 0 | 24090.6344
Install, Connect and Test | m | 0 | 13.6096 | 4763.3559
NYY‐J 4x6 RE 0,6/1kV |  | 97.7405 | 15.219 | 33887.8499
Supply | m | 97.7405 | 0 | 29322.1499
Install, Connect and Test | m | 0 | 15.219 | 4565.7
NYY‐J 4x10 RE 0,6/1kV |  | 150.0927 | 15.219 | 49593.5217
Supply | m | 150.0927 | 0 | 45027.8217
Install, Connect and Test | m | 0 | 15.219 | 4565.7
NYY‐J 4x16 RE 0,6/1kV |  | 241.2719 | 18.639 | 25991.0856
Supply | m | 241.2719 | 0 | 24127.1856
Install, Connect and Test | m | 0 | 18.639 | 1863.9
NYY‐J 4x25 RM 0,6/1kV |  | 358.1244 | 18.639 | 75352.6735
Supply | m | 358.1244 | 0 | 71624.8735
Install, Connect and Test | m | 0 | 18.639 | 3727.8
NYY‐J 4x70 SM 0,6/1kV |  | 906.1081 | 22.059 | 232041.7764
Supply | m | 906.1081 | 0 | 226527.0264
Install, Connect and Test | m | 0 | 22.059 | 5514.75
NYY‐J 3x25 RM/16 RE 0,6/1kV |  | 342.8718 | 22.059 | 120427.1761
Supply | m | 342.8718 | 0 | 113147.7061
Install, Connect and Test | m | 0 | 22.059 | 7279.47
NYY‐J 3x35 SM/16 RE 0,6/1kV |  | 416.6581 | 22.059 | 157938.1398
Supply | m | 416.6581 | 0 | 149996.8998
Install, Connect and Test | m | 0 | 22.059 | 7941.24
NYY‐J 3x50 SM/25 RM 0,6/1kV |  | 594.6254 | 24.339 | 74275.724
Supply | m | 594.6254 | 0 | 71355.044
Install, Connect and Test | m | 0 | 24.339 | 2920.68
NYY‐J 3x70 SM/35 SM 0,6/1kV |  | 777.383 | 27.189 | 418377.4535
Supply | m | 777.383 | 0 | 404239.1735
Install, Connect and Test | m | 0 | 27.189 | 14138.28
NYY‐J 3x120 SM/70 SM 0,6/1kV |  | 1360.4198 | 35.739 | 949387.9587
Supply | m | 1360.4198 | 0 | 925085.4387
Install, Connect and Test | m | 0 | 35.739 | 24302.52
NYY‐J 3x150 SM/70 SM 0,6/1kV |  | 1668.2581 | 42.579 | 239517.1928
Supply | m | 1668.2581 | 0 | 233556.1328
Install, Connect and Test | m | 0 | 42.579 | 5961.06
NYY‐J 3x185 SM/95 SM 0,6/1kV |  | 2046.5357 | 42.579 | 1107230.8074
Supply | m | 2046.5357 | 0 | 1084663.9374
Install, Connect and Test | m | 0 | 42.579 | 22566.87
NYCY 3x2,5 RE/2,5 0,6/1kV |  | 65.2356 | 12.939 | 35256.7255
Supply | m | 65.2356 | 0 | 29421.2365
Install, Connect and Test | m | 0 | 12.939 | 5835.489
Flexibel , für innen flexible, indoor use not UV resistance (H05VV5-F oder YSLY-J) wire numbered U = 300V / 500V alternativ: Helu JZ-750 U=450/700V -40..+80grd G = with protective conductor gn-ge x = without protective conductor |  | 13.7235 | 0 | 78491.9547
ÖLFLEX CLASSIC 110 3G0,75 |  | 13.7235 | 11.799 | 51044.9774
Supply | m | 13.7235 | 0 | 27446.9774
Install, Connect and Test | m | 0 | 11.799 | 23598
ÖLFLEX CLASSIC 110 3G1 |  | 16.9602 | 11.799 | 34942.4397
Supply | m | 16.9602 | 0 | 20606.6547
Install, Connect and Test | m | 0 | 11.799 | 14335.785
ÖLFLEX CLASSIC 110 3G1,5 |  | 21.3814 | 11.799 | 39982.4213
Supply | m | 21.3814 | 0 | 25764.6263
Install, Connect and Test | m | 0 | 11.799 | 14217.795
ÖLFLEX CLASSIC 110 4G0,75 |  | 18.4615 | 11.799 | 4539.0746
Supply | m | 18.4615 | 0 | 2769.2246
Install, Connect and Test | m | 0 | 11.799 | 1769.85
ÖLFLEX CLASSIC 110 4G1,5 |  | 26.9596 | 12.939 | 166417.1075
Supply | m | 26.9596 | 0 | 112448.5385
Install, Connect and Test | m | 0 | 12.939 | 53968.569
ÖLFLEX CLASSIC 110 4G2,5 |  | 41.0772 | 12.939 | 165181.6122
Supply | m | 41.0772 | 0 | 125614.1502
Install, Connect and Test | m | 0 | 12.939 | 39567.462
ÖLFLEX CLASSIC 110 4G4 |  | 62.5856 | 13.6096 | 61718.0851
Supply | m | 62.5856 | 0 | 50694.3187
Install, Connect and Test | m | 0 | 13.6096 | 11023.7665
ÖLFLEX CLASSIC 110 4G6 |  | 88.3884 | 15.219 | 60092.3165
Supply | m | 88.3884 | 0 | 51265.2965
Install, Connect and Test | m | 0 | 15.219 | 8827.02
ÖLFLEX CLASSIC 110 4G10 |  | 143.4127 | 15.219 | 98351.6527
Supply | m | 143.4127 | 0 | 88915.8727
Install, Connect and Test | m | 0 | 15.219 | 9435.78
ÖLFLEX CLASSIC 110 4G16 |  | 220.6808 | 16.1961 | 104225.8555
Supply | m | 220.6808 | 0 | 97099.5526
Install, Connect and Test | m | 0 | 16.1961 | 7126.3029
ÖLFLEX CLASSIC 110 4G25 |  | 350.494 | 22.059 | 37255.297
Supply | m | 350.494 | 0 | 35049.397
Install, Connect and Test | m | 0 | 22.059 | 2205.9
ÖLFLEX CLASSIC 110 4G35 |  | 484.508 | 22.059 | 397655.0867
Supply | m | 484.508 | 0 | 380338.7717
Install, Connect and Test | m | 0 | 22.059 | 17316.315
ÖLFLEX CLASSIC 110 5G0,75 |  | 19.1254 | 11.799 | 56127.7303
Supply | m | 19.1254 | 0 | 34712.5453
Install, Connect and Test | m | 0 | 11.799 | 21415.185
ÖLFLEX CLASSIC 110 5G1 |  | 24.9377 | 12.939 | 13256.8428
Supply | m | 24.9377 | 0 | 8728.1928
Install, Connect and Test | m | 0 | 12.939 | 4528.65
ÖLFLEX CLASSIC 110 5G1,5 |  | 33.1851 | 12.939 | 25368.2737
Supply | m | 33.1851 | 0 | 18251.8237
Install, Connect and Test | m | 0 | 12.939 | 7116.45
ÖLFLEX CLASSIC 110 5G2,5 |  | 51.3604 | 12.939 | 21540.2839
Supply | m | 51.3604 | 0 | 17205.7189
Install, Connect and Test | m | 0 | 12.939 | 4334.565
ÖLFLEX CLASSIC 110 5G4 |  | 74.5353 | 13.6096 | 33935.773
Supply | m | 74.5353 | 0 | 28696.0815
Install, Connect and Test | m | 0 | 13.6096 | 5239.6915
ÖLFLEX CLASSIC 110 7G1 |  | 35.7745 | 12.939 | 4627.7835
Supply | m | 35.7745 | 0 | 3398.5785
Install, Connect and Test | m | 0 | 12.939 | 1229.205
ÖLFLEX CLASSIC 110 7G1,5 |  | 45.5535 | 12.939 | 13453.2842
Supply | m | 45.5535 | 0 | 10477.3142
Install, Connect and Test | m | 0 | 12.939 | 2975.97
ÖLFLEX CLASSIC 110 7G2,5 |  | 67.7836 | 12.939 | 124312.8265
Supply | m | 67.7836 | 0 | 104386.7665
Install, Connect and Test | m | 0 | 12.939 | 19926.06
ÖLFLEX CLASSIC 110 7G4 |  | 115.935 | 13.6096 | 3238.6148
Supply | m | 115.935 | 0 | 2898.3751
Install, Connect and Test | m | 0 | 13.6096 | 340.2397
ÖLFLEX CLASSIC 110 12G0,75 |  | 49.8233 | 12.939 | 1882.8677
Supply | m | 49.8233 | 0 | 1494.6977
Install, Connect and Test | m | 0 | 12.939 | 388.17
ÖLFLEX CLASSIC 110 12G1 |  | 57.674 | 12.939 | 3883.7165
Supply | m | 57.674 | 0 | 3172.0715
Install, Connect and Test | m | 0 | 12.939 | 711.645
ÖLFLEX CLASSIC 110 12G1,5 |  | 74.6152 | 12.939 | 10944.2702
Supply | m | 74.6152 | 0 | 9326.8952
Install, Connect and Test | m | 0 | 12.939 | 1617.375
ÖLFLEX CLASSIC 110 12G2,5 |  | 115.6595 | 13.6096 | 16804.9864
Supply | m | 115.6595 | 0 | 15035.7399
Install, Connect and Test | m | 0 | 13.6096 | 1769.2465
ÖLFLEX CLASSIC 110 18G1,5 |  | 110.7012 | 14.364 | 18134.4477
Supply | m | 110.7012 | 0 | 16051.6677
Install, Connect and Test | m | 0 | 14.364 | 2082.78
ÖLFLEX CLASSIC 110 25G1,5 |  | 141.2778 | 18.639 | 97549.272
Supply | m | 141.2778 | 0 | 86179.482
Install, Connect and Test | m | 0 | 18.639 | 11369.79
Flexibel , für innen flexible, indoor use not UV resistance Adern farbig U = 600V / 1kV G = with protective conductor gn-ge x = without protective conductor |  | 1007.6172 | 0 | 92601.6015
ÖLFLEX CLASSIC 100 450/750V 4G70 |  | 1007.6172 | 42.579 | 47258.8282
Supply | m | 1007.6172 | 0 | 45342.7732
Install, Connect and Test | m | 0 | 42.579 | 1916.055
Flexibel , für aussen ( und innen ) flexible, outdoor + indoor use UV resistance , no ground wiring wire numbered U = 600V / 1kV Lapp: -30..+70grd Helu: -40..+80grd G = with protective conductor gn-ge x = without protective conductor |  | 18.0758 | 0 | 159534.3722
ÖLFLEX CLASSIC 110 Black 0,6/1kV 3G0,75 |  | 18.0758 | 12.339 | 100064.8411
Supply | m | 18.0758 | 0 | 59469.5311
Install, Connect and Test | m | 0 | 12.339 | 40595.31
ÖLFLEX CLASSIC 110 Black 0,6/1kV 3G1 |  | 21.3126 | 12.339 | 15647.9783
Supply | m | 21.3126 | 0 | 9910.3433
Install, Connect and Test | m | 0 | 12.339 | 5737.635
ÖLFLEX CLASSIC 110 Black 0,6/1kV 3G1,5 |  | 27.1717 | 12.339 | 157055.111
Supply | m | 27.1717 | 0 | 108007.586
Install, Connect and Test | m | 0 | 12.339 | 49047.525
ÖLFLEX CLASSIC 110 Black 0,6/1kV 3G2,5 |  | 0 | 0
Supply | m | 41.5593 | 0 | 4987.1146
Install, Connect and Test | m | 0 | 12.339 | 1480.68
ÖLFLEX CLASSIC 110 Black 0,6/1kV 4G0,75 |  | 22.8965 | 12.339 | 5285.324
Supply | m | 22.8965 | 0 | 3434.474
Install, Connect and Test | m | 0 | 12.339 | 1850.85
ÖLFLEX CLASSIC 110 Black 0,6/1kV 4G1,5 |  | 32.8821 | 12.339 | 284214.7509
Supply | m | 32.8821 | 0 | 206664.1359
Install, Connect and Test |  | 0 | 12.339 | 77550.615
ÖLFLEX CLASSIC 110 Black 0,6/1kV 4G2,5 |  | 48.0327 | 12.339 | 422602.1128
Supply | m | 48.0327 | 0 | 336229.1128
Install, Connect and Test | m | 0 | 12.339 | 86373
ÖLFLEX CLASSIC 110 Black 0,6/1kV 4G4 |  | 70.1802 | 12.939 | 62339.3741
Supply | m | 70.1802 | 0 | 52635.1241
Install, Connect and Test | m | 0 | 12.939 | 9704.25
ÖLFLEX CLASSIC 110 Black 0,6/1kV 4G6 |  | 98.5807 | 13.6096 | 35900.8826
Supply | m | 98.5807 | 0 | 31545.8143
Install, Connect and Test | m | 0 | 13.6096 | 4355.0682
ÖLFLEX CLASSIC 110 Black 0,6/1kV 4G10 |  | 167.7225 | 13.6096 | 9066.6063
Supply | m | 167.7225 | 0 | 8386.1269
Install, Connect and Test | m | 0 | 13.6096 | 680.4794
ÖLFLEX CLASSIC 110 Black 0,6/1kV 4G16 |  | 248.434 | 14.364 | 197098.4713
Supply | m | 248.434 | 0 | 186325.4713
Install, Connect and Test | m | 0 | 14.364 | 10773
ÖLFLEX CLASSIC 110 Black 0,6/1kV 5G0,75 |  | 25.6511 | 12.339 | 86427.5903
Supply | m | 25.6511 | 0 | 58356.3653
Install, Connect and Test | m | 0 | 12.339 | 28071.225
ÖLFLEX CLASSIC 110 Black 0,6/1kV 5G1 |  | 31.4497 | 12.339 | 16858.6498
Supply | m | 31.4497 | 0 | 12108.1348
Install, Connect and Test | m | 0 | 12.339 | 4750.515
ÖLFLEX CLASSIC 110 Black 0,6/1kV 5G1,5 |  | 39.9065 | 12.339 | 43102.5333
Supply | m | 39.9065 | 0 | 32922.8583
Install, Connect and Test | m | 0 | 12.339 | 10179.675
ÖLFLEX CLASSIC 110 Black 0,6/1kV 5G2,5 |  | 60.291 | 12.339 | 17431.188
Supply | m | 60.291 | 0 | 14469.828
Install, Connect and Test | m | 0 | 12.339 | 2961.36
ÖLFLEX CLASSIC 110 Black 0,6/1kV 5G4 |  | 87.2866 | 13.6096 | 10089.6168
Supply | m | 87.2866 | 0 | 8728.658
Install, Connect and Test | m | 0 | 13.6096 | 1360.9588
ÖLFLEX CLASSIC 110 Black 0,6/1kV 5G10 |  | 213.7253 | 13.6096 | 159134.4181
Supply | m | 213.7253 | 0 | 149607.7064
Install, Connect and Test | m | 0 | 13.6096 | 9526.7118
ÖLFLEX CLASSIC 110 Black 0,6/1kV 7G0,75 |  | 34.6726 | 12.339 | 5641.3978
Supply | m | 34.6726 | 0 | 4160.7178
Install, Connect and Test | m | 0 | 12.339 | 1480.68
ÖLFLEX CLASSIC 110 Black 0,6/1kV 7G1 |  | 40.7329 | 12.339 | 5997.1238
Supply | m | 40.7329 | 0 | 4602.8168
Install, Connect and Test | m | 0 | 12.339 | 1394.307
ÖLFLEX CLASSIC 110 Black 0,6/1kV 7G1,5 |  | 51.2006 | 12.339 | 31769.7925
Supply | m | 51.2006 | 0 | 25600.2925
Install, Connect and Test | m | 0 | 12.339 | 6169.5
ÖLFLEX CLASSIC 110 Black 0,6/1kV 7G2,5 |  | 77.9207 | 12.939 | 67236.2143
Supply | m | 77.9207 | 0 | 57661.3543
Install, Connect and Test | m | 0 | 12.939 | 9574.86
ÖLFLEX CLASSIC 110 Black 0,6/1kV 12G1 |  | 63.5965 | 12.939 | 30614.2149
Supply | m | 63.5965 | 0 | 25438.6149
Install, Connect and Test | m | 0 | 12.939 | 5175.6
ÖLFLEX CLASSIC 110 Black 0,6/1kV 12G1,5 |  | 87.0111 | 12.939 | 73963.0845
Supply | m | 87.0111 | 0 | 64388.2245
Install, Connect and Test | m | 0 | 12.939 | 9574.86
ÖLFLEX CLASSIC 110 Black 0,6/1kV 12G2,5 |  | 133.5648 | 13.6096 | 125098.232
Supply | m | 133.5648 | 0 | 113530.082
Install, Connect and Test | m | 0 | 13.6096 | 11568.15
ÖLFLEX CLASSIC 110 Black 0,6/1kV 18G1,5 |  | 123.648 | 18.639 | 93909.4466
Supply | m | 123.648 | 0 | 81607.7066
Install, Connect and Test | m | 0 | 18.639 | 12301.74
ÖLFLEX CLASSIC 110 Black 0,6/1kV 25G1 |  | 125.3559 | 18.639 | 21599.2391
Supply | m | 125.3559 | 0 | 18803.3891
Install, Connect and Test | m | 0 | 18.639 | 2795.85
ÖLFLEX CLASSIC 110 Black 0,6/1kV 25G1,5 |  | 167.089 | 18.639 | 178298.8484
Supply | m | 167.089 | 0 | 160405.4084
Install, Connect and Test | m | 0 | 18.639 | 17893.44
ÖLFLEX CLASSIC 110 Black 0,6/1kV 25G2,5 |  | 268.8735 | 18.639 | 158131.8805
Supply | m | 268.8735 | 0 | 147880.4305
Install, Connect and Test | m | 0 | 18.639 | 10251.45
einfach geschirmt, flexibel, für innen flexible, single shield, indoor use nicht UV-beständig, transparent Adern nummeriert U = 300V / 500V -40..+80grd YSLYCY-J (Ölflex FD Classic 810 CY) Helu:U = 300V / 500V Lapp: U= 300V/500 V ab 1,5mm2: 450/750V G = with protective conductor gn-ge x = without protective conductor |  | 41.5868 | 0 | 12821.3105
ÖLFLEX CLASSIC 110 CY 3G1,5 |  | 41.5868 | 11.799 | 7207.0877
Supply | m | 41.5868 | 0 | 5614.2227
Install, Connect and Test | m | 0 | 11.799 | 1592.865
ÖLFLEX CLASSIC 110 CY 4G2,5 |  | 74.1744 | 11.799 | 7737.6075
Supply | m | 74.1744 | 0 | 6675.6975
Install, Connect and Test | m | 0 | 11.799 | 1061.91
ÖLFLEX CLASSIC 110 CY 4G4 |  | 102.3545 | 12.939 | 20752.8388
Supply | m | 102.3545 | 0 | 18423.8188
Install, Connect and Test | m | 0 | 12.939 | 2329.02
ÖLFLEX CLASSIC 110 CY 4G6 |  | 135.3553 | 13.6096 | 4468.9475
Supply | m | 135.3553 | 0 | 4060.6599
Install, Connect and Test | m | 0 | 13.6096 | 408.2876
ÖLFLEX CLASSIC 110 CY 4G10 |  | 220.061 | 13.6096 | 11683.5296
Supply | m | 220.061 | 0 | 11003.0502
Install, Connect and Test | m | 0 | 13.6096 | 680.4794
ÖLFLEX CLASSIC 110 CY 4G16 |  | 2609.5186 | 14.364 | 157432.9543
Supply | m | 2609.5186 | 0 | 156571.1143
Install, Connect and Test | m | 0 | 14.364 | 861.84
ÖLFLEX CLASSIC 110 CY BK 0,6/1kV 4G50 |  | 903.2157 | 24.339 | 129857.6603
Supply | m | 903.2157 | 0 | 126450.2003
Install, Connect and Test | m | 0 | 24.339 | 3407.46
ÖLFLEX CLASSIC 110 CY BK 0,6/1kV 4G70 |  | 1247.5477 | 27.189 | 229452.6112
Supply | m | 1247.5477 | 0 | 224558.5912
Install, Connect and Test | m | 0 | 27.189 | 4894.02
ÖLFLEX CLASSIC 110 CY 7G1,5 |  | 91.9695 | 12.339 | 1564.6274
Supply | m | 91.9695 | 0 | 1379.5424
Install, Connect and Test | m | 0 | 12.339 | 185.085
einfach geschirmt, flexibel, für innen flexible, single shield, indoor use nicht UV-beständig, transparent Adern nummeriert U = 300V / 500V -40..+80grd YSLYCY-J (Ölflex FD Classic 810 CY) Helu:U = 300V / 500V Lapp: U= 300V/500 V ab 1,5mm2: 450/750V G = with protective conductor gn-ge x = without protective conductor |  | 1064.3631 | 0 | 1385257.7261
ÖLFLEX SERVO 2YSLCYK‐JB 3X70+3G10 BK |  | 1064.3631 | 35.739 | 704065.343
Supply | m | 1064.3631 | 0 | 681192.383
Install, Connect and Test | m | 0 | 35.739 | 22872.96
ÖLFLEX SERVO 2YSLCYK‐JB 3X95+3G16 BK |  | 1441.2001 | 42.579 | 1231536.614
Supply | m | 1441.2001 | 0 | 1196196.044
Install, Connect and Test | m | 0 | 42.579 | 35340.57
ÖLFLEX SERVO 2YSLCYK‐JB 3X150+3G25 BK |  | 2196.8022 | 52.839 | 719885.1908
Supply | m | 2196.8022 | 0 | 702976.7108
Install, Connect and Test | m | 0 | 52.839 | 16908.48
ÖLFLEX SERVO 2YSLCYK‐JB 3X95+3G16 BK |  | 1470.3994 | 42.579 | 75648.9204
Supply | m | 1470.3994 | 0 | 73519.9704
Install, Connect and Test | m | 0 | 42.579 | 2128.95
einfach geschirmt, flexibel, für innen flexible, single shield, indoor use color coded no ground wire -30..+80grd |  | 18.1447 | 0 | 13272.4049
UNITRONIC LiYCY 2x0,5 |  | 18.1447 | 11.799 | 8264.4644
Supply | m | 18.1447 | 0 | 5007.9404
Install, Connect and Test | m | 0 | 11.799 | 3256.524
UNITRONIC LiYCY 2x0,75 |  | 19.1245 | 11.799 | 7730.8675
Supply | m | 19.1245 | 0 | 4781.1175
Install, Connect and Test | m | 0 | 11.799 | 2949.75
UNITRONIC LiYCY 3x0,5 |  | 20.073 | 11.799 | 95615.913
Supply | m | 20.073 | 0 | 60218.913
Install, Connect and Test | m | 0 | 11.799 | 35397
UNITRONIC LiYCY 4x0,5 |  | 24.0672 | 11.799 | 8966.5556
Supply | m | 24.0672 | 0 | 6016.8056
Install, Connect and Test | m | 0 | 11.799 | 2949.75
UNITRONIC LiYCY 6x0,5 |  | 34.8104 | 11.799 | 1864.3752
Supply | m | 34.8104 | 0 | 1392.4152
Install, Connect and Test | m | 0 | 11.799 | 471.96
UNITRONIC LiYCY 7x0,5 |  | 32.8821 | 12.339 | 10174.7524
Supply | m | 32.8821 | 0 | 7398.4774
Install, Connect and Test | m | 0 | 12.339 | 2776.275
UNITRONIC LiYCY 8x0,5 |  | 37.7028 | 12.339 | 4753.9682
Supply | m | 37.7028 | 0 | 3581.7632
Install, Connect and Test | m | 0 | 12.339 | 1172.205
UNITRONIC LiYCY 12x0,5 |  | 49.5478 | 12.339 | 22279.2449
Supply | m | 49.5478 | 0 | 17837.2049
Install, Connect and Test | m | 0 | 12.339 | 4442.04
UNITRONIC LiYCY 18x0,5 |  | 67.1776 | 13.6096 | 28275.5125
Supply | m | 67.1776 | 0 | 23512.1566
Install, Connect and Test | m | 0 | 13.6096 | 4763.3559
UNITRONIC LiYCY 25x0,5 |  | 71.4473 | 14.364 | 8581.1307
Supply | m | 71.4473 | 0 | 7144.7307
Install, Connect and Test | m | 0 | 14.364 | 1436.4
einfach geschirmt, twisted pair single shield, twisted pair farbcodiert |  | 28.6124 | 0 | 12424.2858
UNITRONIC LiYCY (TP) 2x2x0,5 |  | 28.6124 | 11.799 | 7274.0529
Supply | m | 28.6124 | 0 | 5150.2329
Install, Connect and Test | m | 0 | 11.799 | 2123.82
UNITRONIC LiYCY (TP) 3x2x0,5 |  | 44.5894 | 11.799 | 1691.6523
Supply | m | 44.5894 | 0 | 1337.6823
Install, Connect and Test | m | 0 | 11.799 | 353.97
UNITRONIC LiYCY (TP) 6x2x0,5 |  | 64.4229 | 12.339 | 3838.0967
Supply | m | 64.4229 | 0 | 3221.1467
Install, Connect and Test | m | 0 | 12.339 | 616.95
Flexibel für Energiekette mit UL/cUL flexible for energy chain UL/cUL nummerierte Adern PUR- Mantel Kleine Biegeradien UL/cUL approbiert für Nordamerika G = with protective conductor gn-ge x = without protective conductor |  | 62.2468 | 0 | 4088.7754
ÖLFLEX FD 855 P 3G1,5 |  | 62.2468 | 11.799 | 2221.3727
Supply | m | 62.2468 | 0 | 1867.4027
Install, Connect and Test | m | 0 | 11.799 | 353.97
ÖLFLEX FD 855 P 12G1,5 |  | 183.0109 | 15.219 | 2973.4482
Supply | m | 183.0109 | 0 | 2745.1632
Install, Connect and Test | m | 0 | 15.219 | 228.285
Erdung grounding |  | 0 | 0
H07V‐K 1X16 GNYE |  | 0 | 0
Supply | m | 54.7816 | 0 | 183518.4868
Install, Connect and Test | m | 0 | 12.339 | 41335.65
H07V‐K 1X25 GNYE |  | 89.2148 | 12.939 | 5107.692
Supply | m | 89.2148 | 0 | 4460.742
Install, Connect and Test | m | 0 | 12.939 | 646.95
H07V‐K 1X50 GNYE |  | 161.3868 | 13.6096 | 122497.492
Supply | m | 161.3868 | 0 | 112970.7802
Install, Connect and Test | m | 0 | 13.6096 | 9526.7118
H07V‐K 1X70 GNYE |  | 224.193 | 15.219 | 47882.3976
Supply | m | 224.193 | 0 | 44838.5976
Install, Connect and Test | m | 0 | 15.219 | 3043.8
H07V‐K 1X95 GNYE |  | 309.7251 | 15.219 | 16247.203
Supply | m | 309.7251 | 0 | 15486.253
Install, Connect and Test | m | 0 | 15.219 | 760.95
Spezialleitung special cables |  | 26.8458 | 0 | 105520.198
ÖLFLEX CLASSIC 100 YELLOW 3G1,5 |  | 26.8458 | 10.26 | 61224.599
Supply | m | 26.8458 | 0 | 44295.599
Install, Connect and Test | m | 0 | 10.26 | 16929
ÖLFLEX CLASSIC 110 Orange 3G1,5 |  | 28.0854 | 10.26 | 6902.1743
Supply | m | 28.0854 | 0 | 5055.3743
Install, Connect and Test | m | 0 | 10.26 | 1846.8
CABLE TRAYS FOR Equipement Cables |  | 375.8416 | 90.8743 | 589173.0441
Supply, install, test and put into operation cable trays system, complete with all elbows, tees, reducers, suspension elements, supports, connectors, bonding jumpers, earthing connector, fasteners, covers, studs, fire stopping material, warning signs, bolts, nuts, washers, covers, accessories and all related ancillary works. |  | 375.8416 | 0 | 379150.8866
(200x100)mm |  | 375.8416 | 90.8743 | 210022.1576
Supply | m | 375.8416 | 0 | 169128.729
Install, Connect and Test | m | 0 | 90.8743 | 40893.4286
(300x100)mm |  | 485.302 | 114.2591 | 449670.8557
Supply | m | 485.302 | 0 | 363976.5375
Install, Connect and Test | m | 0 | 114.2591 | 85694.3182
(400x100)mm |  | 592.0779 | 141.075 | 1099729.305
Supply | m | 592.0779 | 0 | 888116.805
Install, Connect and Test | m | 0 | 141.075 | 211612.5
(500x100)mm |  | 809.3563 | 191.805 | 380441.3016
Supply | m | 809.3563 | 0 | 307555.4016
Install, Connect and Test | m | 0 | 191.805 | 72885.9
(600x100)mm |  | 930.5833 | 233.5371 | 838166.7549
Supply | m | 930.5833 | 0 | 670020.012
Install, Connect and Test | m | 0 | 233.5371 | 168146.7429
Hot-Dip Galvanized Perforated Separator, for cable tray 100mm height, 1.5mm thickness, 3000mm length |  | 78.7495 | 10.26 | 676650.5991
Supply | m | 78.7495 | 0 | 598654.0791
Install, Connect and Test | m | 0 | 10.26 | 77996.52
DIVISION 29 - Special Equipement |  | 3517.77 | 0 | 372709.71
To Summary |  | 3517.77 | 220.59 | 230222.52
Admin DIV-26 Modified |  | 3517.77 | 0 | 142487.19
DIVISION 26 - ELECTRICAL |  | 3517.77 | 220.59 | 87735.33
(26 51 00)-INTERIOR LIGHTING. |  | 3517.77 | 0 | 54751.86
supply,Install, test & hand-over light fixtures including all lamps, all mounting devices and brackets in compliance with the tender specifications & drawings :- |  | 3517.77 | 220.59 | 32983.47
LIGHTING FIXTURES |  | 3517.77 | 0 | 21768.39
Light Fixture L10 RECESSED MOUNTED LUMINAIRE (1x24w) LED LAMP 220V,50HZ SIMILAR TO (PHILIPS DN570B 1xLED24S/840 C) (Local Manufactures) |  | 3517.77 | 220.59 | 11215.08
Supply | 3 | 3517.77 |  | 10553.31
Install, Connect and Test | 3 |  | 220.59 | 661.77
26 05 19-LOW VOLTAGE ELECTRICAL POWER CONDUCTORS AND CABLES |  | 508.8 | 0 | 31596
Supply, Install, test & hand-over PVC insulated 450/750V stranded copper conductor wires & PVC/PVC stranded copper conductor cables from branch circuit panelboards to light & power outlets including raceways, termination, glands and all necessary accessories and ancillary works required for complete operative system in compliance with the tender specifications & drawings. Embedded or concealed surface mounted conduits should be heavy gauge PVC. Exposed mounted conduits should be EMT. Circuits in cable tray should be PVC/PVC multicore cables. :- |  | 508.8 | 205.2 | 19368
BRANCH CIRCUITS |  | 508.8 | 0 | 12228
Empty Embedded Outlets (Empty PVC Conduits 20 mm2) |  | 508.8 | 205.2 | 7140
Supply | 10 | 508.8 |  | 5088
Install, Connect and Test | 10 |  | 205.2 | 2052
Empty Exposed Outlets (Empty EMT Conduits 3/4'') |  | 702.09 | 342 | 10440.9
Supply | 10 | 702.09 |  | 7020.9
Install, Connect and Test | 10 |  | 342 | 3420
DIVISION 26 - ELECTRICAL |  | 553.6937 | 0 | 8046213.4858
To Summary |  | 553.6937 | 4691.741 | 4972968.4951
Warehouse DIV-26 Modified |  | 553.6937 | 0 | 3073244.9907
DIVISION 26 - ELECTRICAL |  | 553.6937 | 4691.741 | 1899723.5045
26 24 13 SUB FEEDER DISTRIBUTION PANEBOARDS |  | 553.6937 | 0 | 1173521.4862
DIVISION 26 - ELECTRICAL |  | 553.6937 | 4691.741 | 726202.0183
To Summary |  | 553.6937 | 0 | 447319.4679
Warehouse DIV-27 Modified |  | 553.6937 | 4691.741 | 278882.5503
DIVISION 27 - COMMUNICATIONS |  | 553.6937 | 0 | 168436.9176
LIGHT CURRENT SYSTEM |  | 553.6937 | 4691.741 | 110445.6327
Supply, install, connect and test the following Telecom / data system complete including wiring devices, conduits, conduit fittings, S/FTP Cat 6A conduits between the outlets to the respective access switches,, earthing complete including plaster rings, wiring, earthing terminations, socket plate, cover, plugs, and all necessary accessories and ancillary works for a complete system. |  | 553.6937 | 0 | 57991.285
RJ45 CAT.6A TELEPHONE OUTLET . |  | 553.6937 | 4691.741 | 52454.3477
Supply | 10 | 553.6937 | 0 | 5536.9372
Install, Connect and Test | 10 | 0 | 4691.741 | 46917.4105
RJ45 CAT.6A DATA OUTLET. |  | 0 | 0
Supply | 7 | 553.6937 | 0 | 3875.8561
Install, Connect and Test | 7 | 0 | 4691.741 | 32842.1873
[27 13 00, 27 13 05, 27 15 05, 27 20 00, 27 30 00]IP NETWORK EQUIPMENT |  | 0 | 0
Supply install, connect and test of edge distribution rack complete with passive components( patch panels, power strips, ...etc) as specified and indicated in the drawings with all necessary termination, conduits, raceways, patch cords, cables and all necessary accessories required to complete operative system. |  | 0 | 0
WH-RACK |  | 0 | 0
Supply | 1 | 27444.3737 | 0 | 27444.3737
Install, Connect and Test | 1 | 0 | 4779 | 4779
DIVISION 27 - COMMUNICATIONS |  | 0 | 5757.18 | 972963.42
To Summary |  | 0 | 0 | 598746.72
Warehouse DIV-28 Modified |  | 0 | 5757.18 | 374216.7
DIVISION 28 - ELECTRONIC SAFETY AND SECURITY |  | 0 | 0 | 224530.02
(28 23 00)-CCTV SYSTEM |  | 0 | 5757.18 | 149686.68
Supplying, installing, connecting and testing the follwing items including cabling, fire retarFXnt PVC conduits, conduit fittings back to related switches and all necessary accessories and ancillary materials and works required for complete installation as specified and as indicated on the drawings. |  | 0 | 0 | 74843.34
INDOOR IP- CCTV SURVEILLANCE CAMERA |  | 0 | 5757.18 | 74843.34
Supply | 13
Install, Connect and Test | 13 |  | 5757.18 | 74843.34
DIVISION 28 - ELECTRONIC SAFETY AND SECURITY |  | 8846.48 | 0 | 133882.64
To Summary Exclude Unit Rates |  | 8846.48 | 2359.8 | 82570.84
Dryer Area DIV-26 NEW |  | 8846.48 | 0 | 51311.8
DIVISION 26 - ELECTRICAL |  | 8846.48 | 2359.8 | 31259.04
26 24 13 SUB FEEDER DISTRIBUTION PANEBOARDS |  | 8846.48 | 0 | 20052.76
DB-DR |  | 8846.48 | 2359.8 | 11206.28
Supply | 1 | 8846.48 |  | 8846.48
Install, Connect and Test | 1 |  | 2359.8 | 2359.8
DIVISION 26 - ELECTRICAL |  | 3321 | 0 | 960312.72
To Summary |  | 3321 | 339.29 | 593214.16
Chip Wash&Refining DIV-26 NEW |  | 3321 | 0 | 367098.56
DIVISION 26 - ELECTRICAL |  | 3321 | 339.29 | 226115.6
(26 51 00)-INTERIOR LIGHTING. |  | 3321 | 0 | 140982.96
supply,Install, test & hand-over Poles including all lamps & all brackets in compliance with the tender specifications & drawings :- |  | 3321 | 339.29 | 85132.64
Pole LIGHTING FIXTURES |  | 3321 | 0 | 55850.32
Lighting pole with a height of 1,5 mt circular, consisting of a pipe with a diameter of 3.6 m and a thickness of 4 mm, hot galvanized, including the base (250x250x10) mm including strings 500X20M |  | 3321 | 339.29 | 29282.32
Supply | 8 | 3321 | 0 | 26568
Install, Connect and Test | 8 | 0 | 339.29 | 2714.32
(26 24 16) - (26 24 19) PANELBOARDS |  | 9493.24 | 2436.75 | 30882.6237
Supply, Install, Connect and Test the following panelboards complete with circuit breakers, bus bars cabinets, conductors relays, residual current devices, indicator lamps and all necessary accessories and ancillary works required in accordance with the specification, tender drawings & attached schedules. |  | 9493.24 | 0 | 19836.3325
DB-WASHING&REFINING |  | 9493.24 | 2436.75 | 11046.2912
Supply | 1 | 9493.24 |  | 8790.0412
Install, Connect and Test | 1 |  | 2436.75 | 2256.25
DIVISION 26 - ELECTRICAL |  | 195.4807 | 0 | 24733.0166
To Summary |  | 195.4807 | 76.095 | 15282.9892
Switch Room 1 DIV-26 NEW |  | 195.4807 | 0 | 9450.0274
DIVISION 26 - ELECTRICAL |  | 195.4807 | 76.095 | 5832.9618
26 27 26-WIRING DEVICES |  | 195.4807 | 0 | 3617.0655
SOCKET OUTLETS |  | 195.4807 | 76.095 | 2215.8963
Supply, install, connect and test socket outlets complete including conduits, conduit fittings, wiring, earthing back to panel board or to branch circuit complete including plaster rings, wiring, earthing, terminations, socket plate, cover, plugs all necessary accessories and ancillary work according to specification and schedules. |  | 195.4807 | 0 | 1401.1692
16A Wall Single Socket outlet IP=54 |  | 195.4807 | 76.095 | 814.7271
Supply | No | 195.4807 | 0 | 586.4421
Install, Connect and Test | No | 0 | 76.095 | 228.285
16A Wall Power socket outlet IP=54 |  | 195.4807 | 76.095 | 271.5757
Supply | No | 195.4807 | 0 | 195.4807
Install, Connect and Test | No | 0 | 76.095 | 76.095
DISCONNECT SWITCHES |  | 1470.7273 | 487.35 | 10773.7636
Supplying, installing, connecting and testing disconnect switches including all necessary accessories, ancillary works and materials required for complete installation as specified and as indicated on the drawings for the following items:- |  | 1470.7273 | 0 | 6857.6091
3800v, 63A,3P Wall Disconnect Switch For AC Unit |  | 1470.7273 | 487.35 | 3916.1545
Supply | No | 1470.7273 | 0 | 2941.4545
Install, Connect and Test | No | 0 | 487.35 | 974.7
(26 24 16) - (26 24 19) PANELBOARDS |  | 24343.5942 | 5611.1273 | 84253.0372
Supply, Install, Connect and Test the following panelboards complete with circuit breakers, bus bars cabinets, conductors relays, residual current devices, indicator lamps and all necessary accessories and ancillary works required in accordance with the specification, tender drawings & attached schedules. |  | 24343.5942 | 0 | 54298.3157
SFD-SUB-01 |  | 24343.5942 | 5611.1273 | 29954.7215
Supply | No | 24343.5942 | 0 | 24343.5942
Install, Connect and Test | No | 0 | 5611.1273 | 5611.1273
DIVISION 28 - ELECTRONIC SAFETY AND SECURITY |  | 3712.6032 | 0 | 19340.2109
283111 - ADDRESSABLE FIRE ALARM SYSTEM |  | 3712.6032 | 259.065 | 11655.9396
Supply, install, connect and test of fire alarm control system complete including conduits, conduit fittings , cabling, complete with all necessary accessories and ancillary works as shown on drawings and as specified in the technical specification in order to provide a complete system up to the main fire alarm control panel (FACP) |  | 3712.6032 | 0 | 7684.2714
Supply, install, connect and test of addressable fire alarm siren with strobe light,(Weather Proof) |  | 3712.6032 | 259.065 | 3971.6682
Supply | No. | 3712.6032 | 0 | 3712.6032
Install, Connect and Test | No. | 0 | 259.065 | 259.065
Supply, install, connect and test of addressable break glass manual station,(Weather Proof) |  | 3483.9955 | 259.065 | 3743.0605
Supply | No. | 3483.9955 | 0 | 3483.9955
Install, Connect and Test | No. | 0 | 259.065 | 259.065
Supply, install, connect and test of addressable control modules. |  | 346.0665 | 259.065 | 605.1315
Supply | No. | 346.0665 | 0 | 346.0665
Install, Connect and Test | No. | 0 | 259.065 | 259.065
Supply, install, connect and test of addressable monitor modules. |  | 515.9921 | 259.065 | 775.0571
Supply | No. | 515.9921 | 0 | 515.9921
Install, Connect and Test | No. | 0 | 259.065 | 259.065
Supply, install, connect and test of fire alarm circuits serving the shown detectors complete with duct banks, raceways & raceways supports. The works may include excavation in different soils & backfilling complete with inspection manholes. |  | 21546.8162 | 0 | 21546.8162
Supply | Ls | 21546.8162 | 0 | 21546.8162
Install, Connect and Test | Ls |  | 0 | 0
DIVISION 28 - ELECTRONIC SAFETY AND SECURITY |  | 599693.3079 | 0 | 138265271.2529
To Summary |  | 599693.3079 | 0 | 86340832.8695
Switch Room 2 DIV 21 NEW |  | 599693.3079 | 0 | 51924438.3833
DIVISION 21 - FIRE SUPPRESSION |  | 599693.3079 | 0 | 34416394.4862
FIRE FIGHTING FM200 SYSTEM |  | 599693.3079 | 0 | 17508043.8971
Supply, install, connect and test of FM200 fire protection system. The item shall include calculation of the clean agent required quantities together with no. of nozzles & layout in addition to the system execution. The item shall include all piping, detectors & interface with project central fire alarm system. |  | 599693.3079 | 0 | 16908350.5892
FM200 System with capacity of 492 kg. | 1 | 599693.3079 |  | 599693.3079
DIVISION 21 - FIRE SUPPRESSION |  | 1185.5 | 0 | 16308657.2812
To Summary |  | 1185.5 | 0 | 10079246.485
Switch Room 2 DIV 22 NEW |  | 1185.5 | 0 | 6229410.7963
DIVISION 22 - PLUMBING SYSTEMS |  | 1185.5 | 0 | 3849835.6887
Contractor to include all catalogues of Plumbing system in which his prices is based upon during tendering for Engineer's evaluation. |  | 1185.5 | 0 | 2379575.1076
The bill toilet sanitary fixtures & plumbing fixtures items values shall include the cold & hot water piping within the respective area up to the water supply mains. |  | 1185.5 | 0 | 1470260.5811
The bill shown water supply piping items are related to water supply risers & mains piping. |  | 1185.5 | 0 | 909314.5264
The bill toilets sanitary & plumbing fixtures items values shall include the drainage water piping within the respective area up to the drainage risers or mains. |  | 1185.5 | 0 | 560946.0547
The bill shown drainage piping items are related to drainage risers & mains piping. |  | 1185.5 | 0 | 348368.4717
DRAINAGE PIPES |  | 1185.5 | 0 | 212577.583
SANITARY FIXTURES |  | 1185.5 | 0 | 135790.8887
Supply, install & handover:- Sanitary fixtures including the supply of all necessary component parts, traps, flexible connections, control valves, waste connections, assemblies connecting to supply and waste system, setting, bedding, sealing and making good all as specified. |  | 1185.5 | 0 | 76786.6943
Supply, install, test, and hand over heavy duty cast iron trench drain ( 300 width x150 mm depth ) The unit shall be equipped with cast iron heavy duty grating and trench drain point including the drain trap.The trench drain shall be a product of ISO 9001 listed firm. The item includes pipe connection & all necessary accessories to maintain an adequate performance. the item shall be as following: |  | 1185.5 | 0 | 59004.1943
Trench drain | 15 | 1185.5 |  | 17782.5
DIVISION 22 - PLUMBING SYSTEMS |  | 195.4807 | 0 | 41221.6943
To Summary |  | 195.4807 | 76.095 | 25471.6487
Switch Room 2 DIV-26 NEW |  | 195.4807 | 0 | 15750.0456
DIVISION 26 - ELECTRICAL |  | 195.4807 | 76.095 | 9721.6031
26 27 26-WIRING DEVICES |  | 195.4807 | 0 | 6028.4425
SOCKET OUTLETS |  | 195.4807 | 76.095 | 3693.1605
Supply, install, connect and test socket outlets complete including conduits, conduit fittings, wiring, earthing back to panel board or to branch circuit complete including plaster rings, wiring, earthing, terminations, socket plate, cover, plugs all necessary accessories and ancillary work according to specification and schedules. |  | 195.4807 | 0 | 2335.282
16A Wall Single Socket outlet IP=54 |  | 195.4807 | 76.095 | 1357.8785
Supply | No | 195.4807 | 0 | 977.4035
Install, Connect and Test | No | 0 | 76.095 | 380.475
16A Wall Power socket outlet IP=54 |  | 195.4807 | 76.095 | 543.1514
Supply | No | 195.4807 | 0 | 390.9614
Install, Connect and Test | No | 0 | 76.095 | 152.19
DISCONNECT SWITCHES |  | 4080.6123 | 487.35 | 26433.074
Supplying, installing, connecting and testing disconnect switches including all necessary accessories, ancillary works and materials required for complete installation as specified and as indicated on the drawings for the following items:- |  | 4080.6123 | 0 | 17297.1493
380v, 100A,3P Wall Disconnect Switch For AC Unit |  | 4080.6123 | 487.35 | 9135.9247
Supply | No | 4080.6123 | 0 | 8161.2247
Install, Connect and Test | No | 0 | 487.35 | 974.7
(26 24 16) - (26 24 19) PANELBOARDS |  | 23652.6602 | 4104 | 79165.9805
Supply, Install, Connect and Test the following panelboards complete with circuit breakers, bus bars cabinets, conductors relays, residual current devices, indicator lamps and all necessary accessories and ancillary works required in accordance with the specification, tender drawings & attached schedules. |  | 23652.6602 | 0 | 51409.3203
SFD-SUB-02 |  | 23652.6602 | 4104 | 27756.6602
Supply | No | 23652.6602 | 0 | 23652.6602
Install, Connect and Test | No | 0 | 4104 | 4104
DIVISION 26 - ELECTRICAL |  | 3712.6032 | 259.065 | 81332.5119
To Summary |  | 3712.6032 | 0 | 50336.3614
Switch Room 2 DIV-28 NEW |  | 3712.6032 | 259.065 | 30996.1505
DIVISION 28 - ELECTRONIC SAFETY AND SECURITY |  | 3712.6032 | 0 | 19340.2109
283111 - ADDRESSABLE FIRE ALARM SYSTEM |  | 3712.6032 | 259.065 | 11655.9396
Supply, install, connect and test of fire alarm control system complete including conduits, conduit fittings , cabling, complete with all necessary accessories and ancillary works as shown on drawings and as specified in the technical specification in order to provide a complete system up to the main fire alarm control panel (FACP) |  | 3712.6032 | 0 | 7684.2714
Supply, install, connect and test of addressable fire alarm siren with strobe light,(Weather Proof) |  | 3712.6032 | 259.065 | 3971.6682
Supply | No. | 3712.6032 | 0 | 3712.6032
Install, Connect and Test | No. | 0 | 259.065 | 259.065
Supply, install, connect and test of addressable break glass manual station,(Weather Proof) |  | 3483.9955 | 259.065 | 3743.0605
Supply | No. | 3483.9955 | 0 | 3483.9955
Install, Connect and Test | No. | 0 | 259.065 | 259.065
Supply, install, connect and test of addressable control modules. |  | 346.0665 | 259.065 | 605.1315
Supply | No. | 346.0665 | 0 | 346.0665
Install, Connect and Test | No. | 0 | 259.065 | 259.065
Supply, install, connect and test of addressable monitor modules. |  | 515.9921 | 259.065 | 775.0571
Supply | No. | 515.9921 | 0 | 515.9921
Install, Connect and Test | No. | 0 | 259.065 | 259.065
Supply, install, connect and test of fire alarm circuits serving the shown detectors complete with duct banks, raceways & raceways supports. The works may include excavation in different soils & backfilling complete with inspection manholes. |  | 21546.8162 | 0 | 21546.8162
Supply | Ls | 21546.8162 | 0 | 21546.8162
Install, Connect and Test | Ls |  | 0 | 0
DIVISION 28 - ELECTRONIC SAFETY AND SECURITY |  | 0
To Summary |  | 3390.19 | 362.09 | 5313081.2
Energy Plant DIV-26 NEW |  | 3390.19 | 0 | 3287843.3
DIVISION 26 - ELECTRICAL |  | 3390.19 | 362.09 | 2025237.9
(26 51 00)-INTERIOR LIGHTING. |  | 3390.19 | 0 | 1262605.4
supply,Install, test & hand-over Poles including all lamps & all brackets in compliance with the tender specifications & drawings :- |  | 3390.19 | 362.09 | 762632.5
Pole LIGHTING FIXTURES |  | 3390.19 | 0 | 499972.9
Lighting pole with a height of 1,8 mt , circular, consisting of a pipe with a diameter of 3.6 m and a thickness of 4 mm, hot galvanized, including the base (250x250x10) mm including strings 500X20M |  | 3390.19 | 362.09 | 262659.6
Supply | 70 | 3390.19 |  | 237313.3
Install, Connect and Test | 70 |  | 362.09 | 25346.3
26 24 16 - 26 24 19 - PANELBOARDS |  | 8199.72 | 0 | 48308.85
BRANCH CIRCUIT DISTRIBUTION PANEL BOARDS |  | 8199.72 | 2436.75 | 29472.66
Supply, install, test, and handover the following panel boards complete with circuit breakers, bus bars cabinets, conductors, relays, residual current devices, indicator lamps and all necessary accessories and ancillary works required in compliance with the tender specifications & drawings :- |  | 8199.72 | 0 | 18836.19
DB-EP |  | 8199.72 | 2436.75 | 10636.47
Supply | Nr | 8199.72 |  | 8199.72
Install, Connect and Test | Nr |  | 2436.75 | 2436.75
DIVISION 26 - ELECTRICAL |  | 8762.8736 | 2436.75 | 215698.0961
To Summary |  | 8762.8736 | 0 | 133411.3571
Chipper Building Div 26 NEW |  | 8762.8736 | 2436.75 | 82286.739
DIVISION 26 - ELECTRICAL |  | 8762.8736 | 0 | 51124.6181
( 26 24 16)- (26 24 19) PANELBOARDS |  | 8762.8736 | 2436.75 | 31162.1209
Supplying, installing, furnishing, connecting and testing the low voltage switchgear assemblies main distribution board complete with meters, relays, contactors,...etc and all components including seismic supports, all necessary accessories, ancillary works and materials required for complete installation as specified and as indicated on the drawings also including hooking up of all incomings and outgoing feeders for the following items:- |  | 8762.8736 | 0 | 19962.4973
DB-CH |  | 8762.8736 | 2436.75 | 11199.6236
Supply | No | 8762.8736 |  | 8762.8736
Install, Connect and Test | No |  | 2436.75 | 2436.75
DIVISION 26 - ELECTRICAL |  | 3712.6032 | 259.065 | 162665.0239
To Summary |  | 3712.6032 | 0 | 100672.7229
Chipper Building DIV28 NEW |  | 3712.6032 | 259.065 | 61992.301
DIVISION 28 - ELECTRONIC SAFETY AND SECURITY |  | 3712.6032 | 0 | 38680.4219
283111 - ADDRESSABLE FIRE ALARM SYSTEM |  | 3712.6032 | 259.065 | 23311.8791
Supply, install, connect and test of fire alarm control system complete including conduits, conduit fittings , cabling, complete with all necessary accessories and ancillary works as shown on drawings and as specified in the technical specification in order to provide a complete system up to the main fire alarm control panel (FACP) |  | 3712.6032 | 0 | 15368.5427
Supply, install, connect and test of addressable fire alarm siren light,(Weather Proof) |  | 3712.6032 | 259.065 | 7943.3364
Supply | No. | 3712.6032 | 0 | 7425.2064
Install, Connect and Test | No. | 0 | 259.065 | 518.13
Supply, install, connect and test of addressable break glass manual station,(Weather Proof) |  | 3483.9955 | 259.065 | 7486.121
Supply | No. | 3483.9955 | 0 | 6967.991
Install, Connect and Test | No. | 0 | 259.065 | 518.13
Supply, install, connect and test of addressable control modules. |  | 346.0665 | 259.065 | 605.1315
Supply | No. | 346.0665 | 0 | 346.0665
Install, Connect and Test | No. | 0 | 259.065 | 259.065
Supply, install, connect and test of addressable monitor modules. |  | 0 | 0
Supply | No. | 515.9921 | 0 | 515.9921
Install, Connect and Test | No. | 0 | 259.065 | 259.065
Supply, install, connect and test of fire alarm circuits serving the shown detectors complete with duct banks, raceways & raceways supports. The works may include excavation in different soils & backfilling complete with inspection manholes. |  | 49073.8118 | 0 | 91203.2744
Supply | Ls | 49073.8118 | 0 | 49073.8118
Install, Connect and Test | Ls | 5067.7987 | 0 | 42129.4626
(8 23 00)-CCTV SYSTEM |  | 5067.7987 | 5596.8229 | 26397.0421
Supplying, installing, connecting and testing the follwing items including cabling, fire retarFXnt PVC conduits, conduit fittings back to related switches and all necessary accessories and ancillary materials and works required for complete installation as specified and as indicated on the drawings. |  | 5067.7987 | 0 | 15732.4204
INDOOR IP- CCTV SURVEILLANCE CAMERA |  | 5067.7987 | 5596.8229 | 10664.6217
Supply | Nr | 5067.7987 | 0 | 5067.7987
Install, Connect and Test | Nr | 0 | 5596.8229 | 5596.8229
OUTDOOR IP- CCTV SURVEILLANCE CAMERA |  | 6404.805 | 7301.1269 | 41117.7958
Supply | Nr | 6404.805 | 0 | 19214.415
Install, Connect and Test | Nr | 0 | 7301.1269 | 21903.3808
DIVISION 27 - COMMUNICATIONS |  | 553.6937 | 0 | 33698.8218
LIGHT CURRENT SYSTEM |  | 553.6937 | 4693.6474 | 22096.7521
Supply, install, connect and test the following Telecom / FXta system complete including wiring devices, conduits, conduit fittings, S/FTP Cat 6A conduits between the outlets to the respective access switches,, earthing complete including plaster rings, wiring, earthing terminations, socket plate, cover, plugs, and all necessary accessories and ancillary works for a complete system. |  | 553.6937 | 0 | 11602.0698
Telecom wall mounted IP-outlet (Telephone) |  | 553.6937 | 4693.6474 | 10494.6823
Supply | Nr | 553.6937 | 0 | 1107.3874
Install, Connect and Test | Nr | 0 | 4693.6474 | 9387.2949
Telecom wall mounted IP-outlet weather proof |  | 884.9635 | 4693.6474 | 11157.2218
Supply | Nr | 884.9635 | 0 | 1769.927
Install, Connect and Test | Nr | 0 | 4693.6474 | 9387.2949
Data Outlets |  | 553.6937 | 4693.6474 | 31484.0469
Supply | Nr | 553.6937 | 0 | 3322.1623
Install, Connect and Test | Nr | 0 | 4693.6474 | 28161.8846
DIVISION 28 - ELECTRONIC SAFETY AND SECURITY |  | 15079.08 | 0 | 235016.04
To Summary |  | 15079.08 | 4873.5 | 145000.14
Press Exhaust DIV-26 NEW |  | 15079.08 | 0 | 90015.9
DIVISION 26 - ELECTRICAL |  | 15079.08 | 4873.5 | 54984.24
26 24 13 SUB FEEDER DISTRIBUTION PANEBOARDS |  | 15079.08 | 0 | 35031.66
DB-PEB |  | 15079.08 | 4873.5 | 19952.58
Supply | 1 | 15079.08 |  | 15079.08
Install, Connect and Test | 1 |  | 4873.5 | 4873.5
DIVISION 26 - ELECTRICAL |  | 5031.675 | 0 | 712744.6
To Summary |  | 5031.675 | 0 | 428653.095
Forming Station DIV-21 NEW |  | 5031.675 | 0 | 284091.505
DIVISION 22 - FIRE SUPPRESSION |  | 5031.675 | 0 | 144561.59
Supply, install, test & hand-over the fire fighting UL/FM post indicating type gate valves |  | 5031.675 | 0 | 139529.915
65mm diameter | 1 | 5031.675 |  | 5031.675
DIVISION 22 - FIRE SUPPRESSION |  | 8846.48 | 0 | 134498.24
To Summary |  | 8846.48 | 2436.75 | 82955.59
Forming Station DIV-26 NEW |  | 8846.48 | 0 | 51542.65
DIVISION 26 - ELECTRICAL |  | 8846.48 | 2436.75 | 31412.94
26 24 13 SUB FEEDER DISTRIBUTION PANEBOARDS |  | 8846.48 | 0 | 20129.71
DB-FS |  | 8846.48 | 2436.75 | 11283.23
Supply | Nr | 8846.48 |  | 8846.48
Install, Connect and Test | Nr |  | 2436.75 | 2436.75
DIVISION 26 - ELECTRICAL |  | 3597.75 | 0 | 1044207.12
To Summary |  | 3597.75 | 390.59 | 645043.36
Glue Preparation DIV-26 NEW |  | 3597.75 | 0 | 399163.76
DIVISION 26 - ELECTRICAL |  | 3597.75 | 390.59 | 245879.6
(26 51 00)-INTERIOR LIGHTING. |  | 3597.75 | 0 | 153284.16
supply,Install, test & hand-over Poles including all lamps & all brackets in compliance with the tender specifications & drawings :- |  | 3597.75 | 390.59 | 92595.44
Pole LIGHTING FIXTURES |  | 3597.75 | 0 | 60688.72
Lighting pole with a height of 2.2 m, circular, consisting of a pipe with a diameter of 3.6 m and a thickness of 4 mm, hot galvanized, including the base (250x250x10) mm including strings 500X20M |  | 3597.75 | 390.59 | 31906.72
Supply | 8 | 3597.75 | 0 | 28782
Install, Connect and Test | 8 |  | 390.59 | 3124.72
( 26 24 16)- (26 24 19) PANELBOARDS |  | 14318.74 | 0 | 86214.2
Supply, install, test & hand-over the following panel boards complete with circuit breakers, bus bars cabinets, conductors, relays, residual current devices, indicator lamps and all necessary accessories and ancillary works required in compliance with the tender specifications & drawings :- |  | 14318.74 | 4873.5 | 52703.22
BRANCH CIRCUIT DISTRIBUTION PANEL BOARDS |  | 14318.74 | 0 | 33510.98
DB-GP |  | 14318.74 | 4873.5 | 19192.24
Supply | 1 | 14318.74 |  | 14318.74
Install, Connect and Test | 1 |  | 4873.5 | 4873.5
DIVISION 26 - ELECTRICAL |  | 3597.75 | 0 | 1044206.343
To Summary |  | 3597.75 | 390.5854 | 645042.879
Screen&Conveyor DIV-26 NEW |  | 3597.75 | 0 | 399163.464
DIVISION 26 - ELECTRICAL |  | 3597.75 | 390.5854 | 245879.415
(26 51 00)-INTERIOR LIGHTING. |  | 3597.75 | 0 | 153284.049
supply,Install, test & hand-over Poles including all lamps & all brackets in compliance with the tender specifications & drawings :- |  | 3597.75 | 390.5854 | 92595.366
Pole LIGHTING FIXTURES |  | 3597.75 | 0 | 60688.683
Lighting pole with a height of 2.2 m, circular, consisting of a pipe with a diameter of 3.6 m and a thickness of 4 mm, hot galvanized, including the base (250x250x10) mm including strings 500X20M |  | 3597.75 | 390.5854 | 31906.683
Supply | 8 | 3597.75 | 0 | 28782
Install, Connect and Test | 8 | 0 | 390.5854 | 3124.683
( 26 24 16)- (26 24 19) PANELBOARDS |  | 6141.1102 | 0 | 38015.8009
Supply, install, test & hand-over the following panel boards complete with circuit breakers, bus bars cabinets, conductors, relays, residual current devices, indicator lamps and all necessary accessories and ancillary works required in compliance with the tender specifications & drawings :- |  | 6141.1102 | 2436.75 | 23296.8305
BRANCH CIRCUIT DISTRIBUTION PANEL BOARDS |  | 6141.1102 | 0 | 14718.9704
DB-SC |  | 6141.1102 | 2436.75 | 8577.8602
Supply | 1 | 6141.1102 |  | 6141.1102
Install, Connect and Test | 1 |  | 2436.75 | 2436.75
Main tower DIV-26 NEW |  | 3321 | 0 | 917745.66
DIVISION 26 - ELECTRICAL |  | 3321 | 339.2854 | 565288.5375
(26 51 00)-INTERIOR LIGHTING. |  | 3321 | 0 | 352457.1225
supply,Install, test & hand-over Poles including all lamps & all brackets in compliance with the tender specifications & drawings :- |  | 3321 | 339.2854 | 212831.415
Pole LIGHTING FIXTURES |  | 3321 | 0 | 139625.7075
Lighting pole with a height of 1,5 mt circular, consisting of a pipe with a diameter of 3.6 m and a thickness of 4 mm, hot galvanized, including the base (250x250x10) mm including strings 500X20M |  | 3321 | 339.2854 | 73205.7075
Supply | No | 3321 |  | 66420
Install, Connect and Test | No |  | 339.2854 | 6785.7075
SOCKET OUTLETS |  | 195.4807 | 76.095 | 11818.1137
Supply, Install, Connect and Test socket outlets complete including conduits,conduit fittings, wiring, earthing back to panel board or to branch circuitcomplete including plaster rings, wiring, earthing, terminations, socket plate,cover, plugs all necessary accessories and ancillary work according tospecification and schedules. |  | 195.4807 | 0 | 7472.9025
20A Wall Power Socket outlet IP=54 |  | 195.4807 | 76.095 | 4345.2112
Supply | No | 195.4807 |  | 3127.6912
Install, Connect and Test | No |  | 76.095 | 1217.52
(26 24 16) - (26 24 19) PANELBOARDS |  | 13910.1745 | 4873.5 | 51477.5237
Supply, Install, Connect and Test the following panelboards complete with circuit breakers, bus bars cabinets, conductors relays, residual current devices, indicator lamps and all necessary accessories and ancillary works required in accordance with the specification, tender drawings & attached schedules. |  | 13910.1745 | 0 | 32693.8491
DB-MAIN TOWER |  | 13910.1745 | 4873.5 | 18783.6745
Supply | No. | 13910.1745 |  | 13910.1745
Install, Connect and Test | No. |  | 4873.5 | 4873.5
DB-MAIN TOWER-P |  | 13910.1745 | 4873.5 | 18783.6745
Supply | No. | 13910.1745 |  | 13910.1745
Install, Connect and Test | No. |  | 4873.5 | 4873.5
DIVISION 26 - ELECTRICAL |  | 45828.827 | 339.29 | 1108148.3158
DIVISION 28 - ELECTRONIC SAFETY AND SECURITY |  | 45828.827 | 0 | 674054.7549
28 31 00-ADDRESS`ABLE FIRE ALARM SYSTEM |  | 45828.827 | 339.29 | 434093.5609
Supply, install, connect and test of fire alarm control system completeincluding conduits, conduit fittings , cabling, complete with all necessaryaccessories and ancillary works as shown on drawings and as specified in thetechnical specification in order to provide a complete system up to the mainfire alarm control panel (MFACP) |  | 45828.827 | 0 | 239961.1939
Supply, install, connect and test of fire alarm circuits serving the shown detectors complete with duct banks, raceways & raceways supports. The works may include excavation in different soils & backfilling complete with inspection manholes. |  | 45828.827 | 339.29 | 194132.367
Supply | Ls | 45828.827 |  | 45828.827
Install, Connect and Test | Ls | 3321 | 339.29 | 148303.54
DIVISION 28 - ELECTRONIC SAFETY AND SECURITY |  | 3321 | 0 | 91774.64
DIVISION 26 - ELECTRICAL |  | 3321 | 339.29 | 56528.9
(26 51 00)-INTERIOR LIGHTING. |  | 3321 | 0 | 35245.74
supply,Install, test & hand-over Poles including all lamps & all brackets in compliance with the tender specifications & drawings :- |  | 3321 | 339.29 | 21283.16
Pole LIGHTING FIXTURES |  | 3321 | 0 | 13962.58
Lighting pole with a height of 1,5 mt circular, consisting of a pipe with a diameter of 3.6 m and a thickness of 4 mm, hot galvanized, including the base (250x250x10) mm including strings 500X20M |  | 3321 | 339.29 | 7320.58
Supply | NO | 3321 | 0 | 6642
Install, Connect and Test | NO |  | 339.29 | 678.58
SOCKET OUTLETS |  | 195.4807 | 122.04 | 2491.5663
Supply, Install, Connect and Test socket outlets complete including conduits,conduit fittings, wiring, earthing back to panel board or to branch circuitcomplete including plaster rings, wiring, earthing, terminations, socket plate,cover, plugs all necessary accessories and ancillary work according tospecification and schedules. |  | 195.4807 | 0 | 1539.0042
20A Wall Power Socket outlet IP=54 |  | 195.4807 | 122.04 | 952.5621
Supply | No | 195.4807 |  | 586.4421
Install, Connect and Test | No |  | 122.04 | 366.12
DIVISION 26 - ELECTRICAL |  | 12959.76 | 109.08 | 8275984.08
DIVISION 28 - ELECTRONIC SAFETY AND SECURITY |  | 12959.76 | 0 | 4968182.4
28 31 00-ADDRESS`ABLE FIRE ALARM SYSTEM |  | 12959.76 | 109.08 | 3307801.68
Supply, install, connect and test of fire alarm control system completeincluding conduits, conduit fittings , cabling, complete with all necessaryaccessories and ancillary works as shown on drawings and as specified in thetechnical specification in order to provide a complete system up to the mainfire alarm control panel (MFACP) |  | 12959.76 | 0 | 1660380.72
Supply, install, connect and test of fire alarm circuits serving the shown detectors complete with duct banks, raceways & raceways supports. The works may include excavation in different soils & backfilling complete with inspection manholes. |  | 12959.76 | 109.08 | 1647420.96
Supply | Ls | 12959.76 |  | 12959.76
Install, Connect and Test | Ls | 749.0556 | 109.08 | 1634461.2
DIVISION 28 - ELECTRONIC SAFETY AND SECURITY |  | 749.0556 | 0 | 1018129.5
VO(34) CABLE &BASKET TRAY |  | 749.0556 | 109.08 | 616331.7
Supply, install, test and put into operation cable trays & Ladders system, complete with covers, accessories and all related ancillary works |  | 749.0556 | 0 | 401797.8
Cable Tray 10X10 |  | 749.0556 | 109.08 | 214533.9
Supply | Mt. | 749.0556 |  | 187263.9
Install | Mt. |  | 109.08 | 27270
Cable Tray 15X10 |  | 859.8636 | 110.7432 | 5823.6408
Supply | Mt. | 859.8636 |  | 5159.1816
Install | Mt. |  | 110.7432 | 664.4592
Cable Ladder 50X10 |  | 532.2672 | 107.6868 | 512603.154
Supply | Mt. | 532.2672 |  | 426346.0272
Install | Mt. |  | 107.6868 | 86257.1268
VO.55 ( 22KV,1250A TRANSFORMER VACCUM CB(VCB) |  | 379608.1296 | 0 | 8424502.5037
Adding differential protection relay to 16 -cell ,22KV medium voltage SF6 or vecuum switch gear. The unit components and enclosure specification shall be compliance with the public distribution company requlation &the egyption code |  | 379608.1296 | 0 | 8044894.3741
Supply | Nr | 379608.1296 |  | 379608.1296
Install, Connect and Test | Nr | 623837.4537 | 0 | 7665286.2444
22 KV,1250A Transformer Vacuum Circuit Breaker (VCB). The unit components & Enclosure specifications shall be in compliance with the public distribution company regulations & the Egyptian code. |  | 623837.4537 | 29872.8 | 3922261.5222
Supply | Nr | 623837.4537 |  | 3743024.7222
Install, Connect and Test | Nr |  | 29872.8 | 179236.8
VO.31 (CU/XLPE/STA/PVC STRANDED COPPER CONDUCTOR CABLES |  | 124.2216 | 105.1488 | 915833.9304
Supply, install, test & hand-over CU/ XLPE/STA/PVC stranded copper conductor cables including raceways, termination, glands and all necessary accessories and ancillary works required for complete operative system in compliance with the tender specifications & drawings. |  | 124.2216 | 0 | 555493.032
CU/XLPE/STA/PVC cable [(4x6)mm2 + 6mm2]. and all necessary accessories and ancillary works required as specified and as shown on drawings. | mt | 124.2216 | 105.1488 | 360340.8984
Supply | mt | 124.2216 |  | 195152.1336
Install | mt |  | 105.1488 | 165188.7648
VO.85( ADDITIONAL REQUIRMENTS (ENCLOSURE/SOUND LEVEL/IMPEDANCE VOLTAGE) |  | 82112.6204 | 0 | 6781382.9796
Change enclosure for transformer , sound level and impedance voltage |  | 82112.6204 | 0 | 3431747.8
Dry Type Transformers (3150 kVA, 22/0.4 kV) at 50C Ambient Temperature. |  | 82112.6204 | 0 | 3349635.1796
Supply | Nr | 82112.6204 |  | 82112.6204
Install, Connect and Test | Nr | 62206.5278 | 0 | 3267522.5593
Dry Type Transformers (2000 K.V.A, 22/0.4 kV) at 50C Ambient Temperature. |  | 62206.5278 | 0 | 3205316.0315
Supply | Nr | 62206.5278 |  | 62206.5278
Install, Connect and Test | Nr | 62206.5278 | 0 | 3143109.5037
Dry Type Transformers (2000 kVA, 22/0.69 kV) at 50C Ambient Temperature. |  | 62206.5278 | 0 | 3080902.9759
Supply | Nr | 62206.5278 |  | 62206.5278
Install, Connect and Test | Nr | 72159.5741 | 0 | 3018696.4481
Dry Type Transformers (2500 kVA, 22/0.4 kV) at 50C Ambient Temperature. |  | 72159.5741 | 0 | 2802217.7259
Supply | Nr | 72159.5741 |  | 216478.7222
Install, Connect and Test | Nr | 1190736.6019 | 0 | 2585739.0037
Dry Type transformers (7000 K.V.A, 22/11 KV ) at 50C Ambient Temperature. |  | 1190736.6019 | 0 | 1395002.4019
Supply | Nr | 1190736.6019 |  | 1190736.6019
Install, Connect and Test | Nr | 122.5044 | 0 | 204265.8
VO.77(ADDING BASCKET TRAY&EMT CONDUITS) |  | 122.5044 | 68.1804 | 125968.5
Supply, install, test and put into operation C-Channel , Basket Trays , complete with all related ancillary works |  | 122.5044 | 0 | 78297.3
Basket Galv Tray 10x5 |  | 122.5044 | 68.1804 | 47671.2
Supply | Mt. | 122.5044 |  | 30626.1
Install | Mt. |  | 68.1804 | 17045.1
Basket Galv Tray 5x5 |  | 101.7144 | 68.1804 | 42473.7
Supply | Mt. | 101.7144 |  | 25428.6
Install | Mt. |  | 68.1804 | 17045.1
C-channel |  | 185.328 | 47.9304 | 139955.04
Supply | No. | 185.328 |  | 111196.8
Install | No. |  | 47.9304 | 28758.24
EMT Conduits 1'' |  | 62.37 | 58.7304 | 5086.2168
Supply | Mt. | 62.37 |  | 2619.54
Install | Mt. |  | 58.7304 | 2466.6768
EMT Conduits 3/4'' |  | 49.5504 | 54.6804 | 15530.3892
Supply | Mt. | 49.5504 |  | 7383.0096
Install | Mt. |  | 54.6804 | 8147.3796
VO (29) REACTORS&AMBIENT FOR MDBS |  | 117211.25 | 0 | 2942401.95
Supply, install and test & handover the following panel boards complete with circuit breakers,Reactors and all necessary accessories and ancillary works required in comliance with the tender specification &drawing. |  | 117211.25 | 0 | 1529806.6
EMDB |  | 117211.25 | 0 | 1412595.35
Supply | No. | 117211.25 |  | 117211.25
Install,connect and test | No. | 603508.86 | 0 | 1295384.1
LT-SS1 |  | 603508.86 | 88366.38 | 691875.24
Supply | No. | 603508.86 |  | 603508.86
Install,connect and test | No. |  | 88366.38 | 88366.38
LT.1-SS2 |  | 410683.25 | 72472.84 | 483156.09
Supply | No. | 410683.25 |  | 410683.25
Install,connect and test | No. |  | 72472.84 | 72472.84
LT.2-SS2 |  | 583344.1 | 88366.38 | 671710.48
Supply | No. | 583344.1 |  | 583344.1
Install,connect and test | No. |  | 88366.38 | 88366.38
LT-SS3 |  | 830713.6 | 91603.5 | 922317.1
Supply | No. | 830713.6 |  | 830713.6
Install,connect and test | No. |  | 91603.5 | 91603.5
LT-1-SS4 |  | 528835.9 | 75709.96 | 604545.86
Supply | No. | 528835.9 |  | 528835.9
Install,connect and test | No. |  | 75709.96 | 75709.96
LT-2.1-SS4 |  | 462703.14 | 75709.96 | 538413.1
Supply | No. | 462703.14 |  | 462703.14
Install,connect and test | No. |  | 75709.96 | 75709.96
LT-2.2-SS4 |  | 227001.34 | 0 | 1851235.21
Supply | No. | 227001.34 |  | 227001.34
Install,connect and test | No. | 9281.3364 | 0 | 1624233.87
VO.(74) LOW VOLTAGE CABLES IMPACT DUE TO ADDING NEW PANELS. |  | 9281.3364 | 0 | 974540.322
Supply , install , Test & hand-over stranded copper conductor cables including necessary accessories and ancillary works required. |  | 9281.3364 | 0 | 649693.548
CU/XLPE/PVC cable [(3x300+150mm2+150mm2)]. and all necessary accessories and ancillary works required as specified and as shown on drawings. |  | 9281.3364 | 0 | 324846.774
Supply | Mt. | 9281.3364 |  | 324846.774
Install | Mt. | 0 |  | 0
CU/XLPE/STA/PVC cable [(3x120+70)mm2 + 70mm2]. and all necessary accessories and ancillary works required as specified and as shown on drawings. |  | 4159.7241 | 303.48 | 5654879.5586
Supply | Mt. | 4159.7241 |  | 5270370.3986
Install | Mt. |  | 303.48 | 384509.16
CU/XLPE/PVC cable [(3x120+70)mm2 + 70mm2]. and all necessary accessories and ancillary works required as specified and as shown on drawings. |  | 3192.1538 | 191.16 | 118415.9844
Supply | Mt. | 3192.1538 |  | 111725.3844
Install | Mt. |  | 191.16 | 6690.6
CU/XLPE/PVC cable [(3x185+95)mm2 + 95mm2]. and all necessary accessories and ancillary works required as specified and as shown on drawings. |  | 4780.3511 | 271.08 | 303085.8648
Supply | Mt. | 4780.3511 |  | 286821.0648
Install | Mt. |  | 271.08 | 16264.8
CU/XLPE/STA/PVC cable [(3x185+95)mm2 + 95mm2]. and all necessary accessories and ancillary works required as specified and as shown on drawings. |  | 5943.2875 | 350.59 | 2492375.4979
Supply | Mt. | 5943.2875 |  | 2353541.8579
Install | Mt. |  | 350.59 | 138833.64
CU/XLPE/PVC cable [(3x240+120)mm2 + 120mm2]. and all necessary accessories and ancillary works required as specified and as shown on drawings. |  | 6189.7684 | 319.68 | 8332093.9008
Supply | Mt. | 6189.7684 |  | 7922903.5008
Install | Mt. |  | 319.68 | 409190.4
CU/XLPE/STA/PVC cable [(3x240+120)mm2 + 120mm2]. and all necessary accessories and ancillary works required as specified and as shown on drawings. |  | 6276.8455 | 270 | 14160826.8598
Supply | Mt. | 6276.8455 |  | 13576816.8598
Install | Mt. |  | 270 | 584010
CU/XLPE/PVC cable [(3x50+25)mm2 + 25mm2]. and all necessary accessories and ancillary works required as specified and as shown on drawings. |  | 1256.8248 | 164.16 | 333931.4212
Supply | Mt. | 1256.8248 |  | 295353.8212
Install | Mt. |  | 164.16 | 38577.6
CU/XLPE/PVC cable [(4x16)mm2 + 16mm2]. and all necessary accessories and ancillary works required as specified and as shown on drawings. |  | 520.4512 | 106.92 | 350073.13
Supply | Mt. | 520.4512 |  | 290411.77
Install | Mt. |  | 106.92 | 59661.36
CU/XLPE/STA/PVC cable [(4x16)mm2 + 16mm2]. and all necessary accessories and ancillary works required as specified and as shown on drawings. |  | 637.1352 | 105.84 | 22289.256
Supply | Mt. | 637.1352 |  | 19114.056
Install | Mt. |  | 105.84 | 3175.2
CU/XLPE/PVC cable [(4x25)mm2 + 16mm2]. and all necessary accessories and ancillary works required as specified and as shown on drawings. |  | 763.3734 | 124.2 | 640828.0243
Supply | Mt. | 763.3734 |  | 551155.6243
Install | Mt. |  | 124.2 | 89672.4
CU/XLPE/STA/PVC cable [(4x25)mm2 + 16mm2]. and all necessary accessories and ancillary works required as specified and as shown on drawings. |  | 1198.7784 | 270.11 | 176266.608
Supply | Mt. | 1198.7784 |  | 143853.408
Install | Mt. |  | 270.11 | 32413.2
CU/XLPE/PVC cable [(3x35+16)mm2 + 16mm2]. and all necessary accessories and ancillary works required as specified and as shown on drawings. |  | 1002.7133 | 141.48 | 594980.5268
Supply | Mt. | 1002.7133 |  | 521410.9268
Install | Mt. |  | 141.48 | 73569.6
CU/XLPE/STA/PVC cable [(3x35+16)mm2 + 16mm2]. and all necessary accessories and ancillary works required as specified and as shown on drawings. |  | 989.4034 | 0 | 277032.9522
Supply | Mt. | 989.4034 |  | 277032.9522
Install | Mt. | 0 |  | 0
CU/XLPE/STA/PVC cable [(4x6)mm2 + 6mm2]. and all necessary accessories and ancillary works required as specified and as shown on drawings. |  | 235.9201 | 0 | 23592.0082
Supply | Mt. | 235.9201 |  | 23592.0082
Install | Mt. | 0 |  | 0
CU/XLPE/PVC cable [(3x70+35)mm2 + 35mm2]. and all necessary accessories and ancillary works required as specified and as shown on drawings. |  | 2274.0372 | 184.68 | 307339.65
Supply | Mt. | 2274.0372 |  | 284254.65
Install | Mt. |  | 184.68 | 23085
CU/XLPE/STA/PVC cable [(3x95+50)mm2 + 50mm2]. and all necessary accessories and ancillary works required as specified and as shown on drawings. |  | 3173.2625 | 62.64 | 744257.5704
Supply | Mt. | 3173.2625 |  | 729850.3704
Install | Mt. |  | 62.64 | 14407.2
VO.(80) WAREHOUSE |  | 3598.425 | 0 | 5031304.2
DIVISION 26 - ELECTRICAL |  | 3598.425 | 199.8 | 3097785.6
(26 51 00)-INTERIOR LIGHTING. |  | 3598.425 | 0 | 1933518.6
supply,Install, test & hand-over light fixtures including all lamps & all mounting devices and brackets in compliance with the drawings :- |  | 3598.425 | 199.8 | 1164267
LIGHTING FIXTURES |  | 3598.425 | 0 | 769251.6
Light Fixture L1 RECESSED MOUNTED LUMINAIRE (1x42w) LED LAMP 220V,50HZ SIMILAR TO (PHILIPS RC120B W60L60 LED37S/- No) |  | 3598.425 | 199.8 | 395015.4
Supply | 104 | 3598.425 | 0 | 374236.2
Install, Connect and Test | 104 | 0 | 199.8 | 20779.2
Light Fixture L1E Same as (L1) WITH 2 HOURS BACK UP BATTERY |  | 6699.51 | 199.8 | 262173.78
Supply | 38 | 6699.51 | 0 | 254581.38
Install, Connect and Test | 38 | 0 | 199.8 | 7592.4
Light Fixture L4 (IP-44) RECESSED MOUNTED SLIM DOWNLIGHT LUMINAIRE (1x11w, 1100LM) LED LAMP 220V,50HZ SIMILAR TO (PHILIPS DN145B PSU D166 LED10S/840 NO) | 0 | 0 | 0
Supply | 39 | 2405.7 | 0 | 93822.3
Install, Connect and Test | 39 | 0 | 199.8 | 7792.2
Light Fixture L4E Same as (L4) WITH 2 HOURS BACK UP BATTERY | 0 | 5506.785 | 199.8 | 57065.85
Supply | 10 | 5506.785 | 0 | 55067.85
Install, Connect and Test | 10 | 0 | 199.8 | 1998
Light Fixture L5E (IP-54) SURFACE MOUNTED CIRCULAR LUMINAIRE (1x22w, 2100LM) LED LAMP 220V,50HZ SIMILAR TO (PHILIPS CL261 DS Oyster ) WITH 2 HOURS BACK UP BATTERY | 0 | 15764.22 | 199.8 | 319280.4
Supply | 20 | 15764.22 | 0 | 315284.4
Install, Connect and Test | 20 | 0 | 199.8 | 3996
Light Fixture L6 (IP-20) RECESSED MOUNTED DOWNLIGHT LUMINAIRE (1x9.2w, 1300LM) LED LAMP 220V,50HZ SIMILAR TO (PHILIPS DN570B LED12S/840 PSU-E C WH) | 0 | 2882.79 | 199.8 | 0
Supply | 0 | 2882.79 | 0 | 0
Install, Connect and Test | 0 | 0 | 199.8 | 0
Light Fixture L6E Same as (L6) WITH 2 HOURS BACK UP BATTERY | 0 | 6222.42 | 199.8 | 32111.1
Supply | 5 | 6222.42 | 0 | 31112.1
Install, Connect and Test | 5 | 0 | 199.8 | 999
Light Fixture L8 (IP-65) SURFACE MOUNTED BULK HEAD LUMINAIRE (1x12w, 960LM) LED LAMP 220V,50HZ SIMILAR TO (PHILIPS WT045C LED12/NW PSU CFW L1065) | 0 | 1212.975 | 199.8 | 14127.75
Supply | 10 | 1212.975 | 0 | 12129.75
Install, Connect and Test | 10 | 0 | 199.8 | 1998
Light Fixture L9 (IP-66) SURFACE MOUNTED LUMINAIRE (1x58w, 7992LM) LED LAMP 220V,50HZ SIMILAR TO (PHILIPS WT470X L1600 WB LED80S/840 NO) | 0 | 11351.1375 | 199.8 | 0
Supply | 0 | 11351.1375 | 0 | 0
Install, Connect and Test | 0 | 0 | 199.8 | 0
Light Fixture L9E Same as (L9) WITH 2 HOURS BACK UP BATTERY | 0 | 15525.675 | 199.8 | 220156.65
Supply | 14 | 15525.675 | 0 | 217359.45
Install, Connect and Test | 14 | 0 | 199.8 | 2797.2
CEILING MOUNTED EXIT SIGN | 0 | 5268.24 | 199.8 | 60148.44
Supply | 11 | 5268.24 | 0 | 57950.64
Install, Connect and Test | 11 | 0 | 199.8 | 2197.8
(26 27 26)-WIRING DEVICES | 0 | 212.1973 | 0 | 46493.4136
LIGHT SWITCHES : | 0 | 212.1973 | 426.2447 | 28237.0439
Supply, Install, test & hand-over light switches white color including, PVC conduits, conduit fittings, switches, terminations, earthing, wiring from switches to branch circuit in compliance with drawings :- | 0 | 212.1973 | 0 | 18256.3697
One gang,One Way 10A modular Switch | 0 | 212.1973 | 426.2447 | 9980.6742
Supply | 39 | 212.1973 | 0 | 8275.6955
Install, Connect and Test | 4 | 0 | 426.2447 | 1704.9787
One gang,One Way 10A modular Switch (water proof) | 0 | 732.2951 | 426.2447 | 13541.8943
Supply | 15 | 732.2951 | 0 | 10984.4262
Install, Connect and Test | 6 | 0 | 426.2447 | 2557.4681
Two gang,One Way 10A modular Switch (water proof) | 0 | 292.86 | 512.1114 | 292.86
Supply | 1 | 292.86 | 0 | 292.86
Install, Connect and Test | 0 | 0 | 512.1114 | 0
One gang,Two Way 10A modular Switch | 0 | 237.2166 | 512.1114 | 5455.9818
Supply | 23 | 237.2166 | 0 | 5455.9818
Install, Connect and Test | 0 | 0 | 512.1114 | 0
One gang,Two Way 10A modular Switch (water proof) | 0 | 721.2726 | 512.1114 | 2466.7681
Supply | 2 | 721.2726 | 0 | 1442.5452
Install, Connect and Test | 2 | 0 | 512.1114 | 1024.2229
Two gang,Two Way 10A modular Switch | 0 | 377.447 | 529.6614 | 4906.8115
Supply | 13 | 377.447 | 0 | 4906.8115
Install, Connect and Test | 0 | 0 | 529.6614 | 0
Two gang,Two Way 10A modular Switch (water proof) | 0 | 861.503 | 529.6614 | 2782.3289
Supply | 2 | 861.503 | 0 | 1723.0061
Install, Connect and Test | 2 | 0 | 529.6614 | 1059.3229
Three gang,Two Way 10A modular Switch (water proof) | 0 | 944.4924 | 857.2252 | 3603.4351
Supply | 2 | 944.4924 | 0 | 1888.9848
Install, Connect and Test | 2 | 0 | 857.2252 | 1714.4503
PUSH-BUTTON 10A | 0 | 282.6324 | 720.3314 | 282.6324
Supply | 1 | 282.6324 | 0 | 282.6324
Install, Connect and Test | 0 | 0 | 720.3314 | 0
SOCKET OUTLETS : | 0 | 294.066 | 135 | 57609.9
Supply, install, connect and test socket outlets white color complete including plaster rings, wiring, earthing, terminations, socket plate, cover, plugs, all necessary accessories and ancillary work | 0 | 294.066 | 0 | 36156.6
16A wall single socket outlet IP=20 | 0 | 294.066 | 135 | 21453.3
Supply | 50 | 294.066 | 0 | 14703.3
Install, Connect and Test | 50 | 0 | 135 | 6750
16A wall single socket outlet IP=20 H=1.8 | 0 | 294.066 | 135 | 6006.924
Supply | 14 | 294.066 | 0 | 4116.924
Install, Connect and Test | 14 | 0 | 135 | 1890
16A wall single socket outlet (water proof) IP=54 | 0 | 745.6428 | 135 | 33464.4264
Supply | 38 | 745.6428 | 0 | 28334.4264
Install, Connect and Test | 38 | 0 | 135 | 5130
16A wall power socket outlet (water proof) IP=54 | 0 | 745.6428 | 135 | 6164.4996
Supply | 7 | 745.6428 | 0 | 5219.4996
Install, Connect and Test | 7 | 0 | 135 | 945
THREE PHASE INDUSTRIAL POWER SOCKET 32A,380V. | 0 | 1333.746 | 175.5 | 7546.23
Supply | 5 | 1333.746 | 0 | 6668.73
Install, Connect and Test | 5 | 0 | 175.5 | 877.5
Outlet For Racks & FACP & Hand Dryer | 0 | 745.6428 | 135 | 8806.428
Supply | 10 | 745.6428 | 0 | 7456.428
Install, Connect and Test | 10 | 0 | 135 | 1350
Floor Box | 0 | 3618.8806 | 391.5 | 28072.6639
Supply | 7 | 3618.8806 | 0 | 25332.1639
Install, Connect and Test | 7 | 0 | 391.5 | 2740.5
26 2816 - DISCONNECT SWITCH & CIRCUIT BREAKERS | 0 | 570.9684 | 0 | 3401.5918
Supply, Install, test & hand-over disconnect switch complete including plaster rings, wiring, earthing, terminations, socket plate, cover, plugs, all necessary accessories and ancillary work in compliance with the drawings :- | 0 | 570.9684 | 182.25 | 2077.4051
DISCONNECT SWITCH POWER OUTLET | 0 | 570.9684 | 0 | 1324.1867
16A disconnect switch with two pole for EXF (Wall) | 0 | 570.9684 | 182.25 | 753.2184
Supply | 1 | 570.9684 | 0 | 570.9684
Install, Connect and Test | 1 | 0 | 182.25 | 182.25
32A disconnect switch with two pole for FCU (Celling) | 0 | 676.2532 | 256.5 | 9327.5319
Supply | 10 | 676.2532 | 0 | 6762.5319
Install, Connect and Test | 10 | 0 | 256.5 | 2565
20A disconnect switch with two pole for water heater (Wall) ( WP) | 0 | 570.9684 | 182.25 | 9038.6202
Supply | 12 | 570.9684 | 0 | 6851.6202
Install, Connect and Test | 12 | 0 | 182.25 | 2187
20A disconnect switch with two pole for Ex-fan (Celling) | 0 | 676.2532 | 256.5 | 8394.7787
Supply | 9 | 676.2532 | 0 | 6086.2787
Install, Connect and Test | 9 | 0 | 256.5 | 2308.5
20A disconnect switch with two pole for Ex-fan (Wall) | 0 | 570.9684 | 182.25 | 4519.3101
Supply | 6 | 570.9684 | 0 | 3425.8101
Install, Connect and Test | 6 | 0 | 182.25 | 1093.5
32A disconnect switch with two pole for AC Unit (Wall) | 0 | 570.9684 | 182.25 | 3012.8734
Supply | 4 | 570.9684 | 0 | 2283.8734
Install, Connect and Test | 4 | 0 | 182.25 | 729
32A disconnect switch with two pole for FCU Unit (Celling) | 0 | 676.2532 | 256.5 | 9327.5319
Supply | 10 | 676.2532 | 0 | 6762.5319
Install, Connect and Test | 10 | 0 | 256.5 | 2565
32A disconnect switch with Four pole for FCU Unit (Celling) | 0 | 2134.5494 | 256.5 | 4782.0988
Supply | 2 | 2134.5494 | 0 | 4269.0988
Install, Connect and Test | 2 | 0 | 256.5 | 513
100A disconnect switch with Four pole for UPS (Wall) | 0 | 11842.1917 | 695.25 | 12537.4417
Supply | 1 | 11842.1917 | 0 | 11842.1917
Install, Connect and Test | 1 | 0 | 695.25 | 695.25
125A disconnect switch with Four pole for Future Extention (Wall) | 0 | 11977.1917 | 938.25 | 12915.4417
Supply | 1 | 11977.1917 | 0 | 11977.1917
Install, Connect and Test | 1 | 0 | 938.25 | 938.25
250A disconnect switch with Four pole for Future Extention (Wall) | 0 | 35769.897 | 1383.75 | 37153.647
Supply | 1 | 35769.897 | 0 | 35769.897
Install, Connect and Test | 1 | 0 | 1383.75 | 1383.75
26 05 19-LOW VOLTAGE ELECTRICAL POWER CONDUCTORS AND CABLES | 0 | 1404.2109 | 0 | 2059878.9402
Supply, Install, test & hand-over PVC insulated 450/750V stranded copper conductor wires & PVC/PVC stranded copper conductor cables from branch circuit panelboards to light & power outlets including raceways, termination, glands and all necessary accessories and ancillary works required for complete operative system in compliance with the drawings. Embedded or concealed surface mounted Outlets should be heavy gauge PVC. Exposed mounted Outlets should be EMT. Circuits in cable tray should be PVC/PVC multicore cables. :- | 0 | 1404.2109 | 0 | 1255766.9854
BRANCH CIRCUITS |  | 1404.2109 | 0 | 804111.9548
3x2.5mm2 for Lighting outlet |  | 1404.2109 | 0 | 451655.0305
Supply | 251 | 1404.2109 | 0 | 352456.9243
Install, Connect and Test | 251 | 1599.9695 | 0 | 99198.1062
3x4mm2 for socket outlet | 0 | 1599.9695 | 0 | 49599.0531
Supply | 31 | 1599.9695 | 0 | 49599.0531
Install, Connect and Test | 31 | 0 | 0 | 0
3x4mm2 for ( IT rack outlet, fire alarm, hand dryer outlet, water heater, EXF ) |  | 6762.4385 | 0 | 87911.7005
Supply | 13 | 6762.4385 | 0 | 87911.7005
Install, Connect and Test | 13 | 0 | 0 | 0
4x4mm2 for disconnect switch with four pole |  | 5832.394 | 0 | 0
Supply | 0 | 5832.394 | 0 | 0
Install, Connect and Test | 0 | 0 | 0 | 0
4x6mm2 for 3PH industrial power socket outlet | 0 |  | 0
Supply | 0 | 5889.769 | 0 | 0
Install, Connect and Test | 0 | 6117.144 | 0 | 200237.866
3x6mm2 for AC | 0 | 6117.144 | 0 | 114597.85
Supply | 14 | 6117.144 | 0 | 85640.016
Install, Connect and Test | 14 | 7239.4585 | 0 | 28957.834
5x6mm2 for AC | 0 | 7239.4585 | 0 | 14478.917
Supply | 2 | 7239.4585 | 0 | 14478.917
Install, Connect and Test | 2 | 0 | 0 | 0
( 26 24 16)- (26 24 19) PANELBOARDS | 0 | 29866.248 | 0 | 159353.775
Supply, Install, test & hand-over the following panel boards complete with circuit breakers, bus bars cabinets, conductors, relays, residual current devices, indicator lamps and all necessary accessories and ancillary works required in compliance with the drawings :- | 0 | 29866.248 | 3340.845 | 96280.434
BRANCH CIRCUIT DISTRIBUTION PANEL BOARDS | 0 | 29866.248 | 0 | 63073.341
EPP-WH-GR | 0 | 29866.248 | 3340.845 | 33207.093
Supply | 1 | 29866.248 | 0 | 29866.248
Install, Connect and Test | 1 | 0 | 3340.845 | 3340.845
PP-WH-GR-01 | 0 | 234777.356 | 9126.0675 | 243903.4235
Supply | 1 | 234777.356 | 0 | 234777.356
Install, Connect and Test | 1 | 0 | 9126.0675 | 9126.0675
PP-WH-GR-02 | 0 | 44152.74 | 4075.9875 | 48228.7275
Supply | 1 | 44152.74 | 0 | 44152.74
Install, Connect and Test | 1 | 0 | 4075.9875 | 4075.9875
LT-WH-GR | 0 | 29559.816 | 3496.095 | 33055.911
Supply | 1 | 29559.816 | 0 | 29559.816
Install, Connect and Test | 1 | 0 | 3496.095 | 3496.095
EPP-WH-FR | 0 | 28774.584 | 3665.655 | 32440.239
Supply | 1 | 28774.584 | 0 | 28774.584
Install, Connect and Test | 1 | 0 | 3665.655 | 3665.655
PP-WH-FR | 0 | 287955.152 | 10697.0625 | 298652.2145
Supply | 1 | 287955.152 | 0 | 287955.152
Install, Connect and Test | 1 | 0 | 10697.0625 | 10697.0625
LT-WH-FR | 0 | 30813.48 | 5440.5675 | 36254.0475
Supply | 1 | 30813.48 | 0 | 30813.48
Install, Connect and Test | 1 | 0 | 5440.5675 | 5440.5675
UPP-WH-FR | 0 | 98265.348 | 6093.8325 | 104359.1805
Supply | 1 | 98265.348 | 0 | 98265.348
Install, Connect and Test | 1 | 0 | 6093.8325 | 6093.8325
MCC-AHU-01 | 0 | 88167.672 | 4003.155 | 92170.827
Supply | 1 | 88167.672 | 0 | 88167.672
Install, Connect and Test | 1 | 0 | 4003.155 | 4003.155
MCC-AHU-02 | 0 | 129789.612 | 6237.2025 | 136026.8145
Supply | 1 | 129789.612 | 0 | 129789.612
Install, Connect and Test | 1 | 0 | 6237.2025 | 6237.2025
26 24 13 SUB FEEDER DISTRIBUTION PANEBOARDS | 0 | 554602.212 | 0 | 1119147.849
SMDB-WH | 0 | 554602.212 | 9943.425 | 564545.637
Supply | 1 | 554602.212 | 0 | 554602.212
Install, Connect and Test | 1 | 0 | 9943.425 | 9943.425
ESMDB-WH | 0 | 88775.172 | 4853.1825 | 93628.3545
Supply | 1 | 88775.172 | 0 | 88775.172
Install, Connect and Test | 1 | 0 | 4853.1825 | 4853.1825
Upgrade LT2.2-SS4 as per shown on project drawings | 0 | 304190.1524 | 11475 | 0
Supply | 0 | 304190.1524 | 0 | 0
Install, Connect and Test | 0 | 0 | 11475 | 0
Update EMDB-SS3 as per shown on project drawings | 0 | 156106.5413 | 7425 | 0
Supply | 0 | 156106.5413 | 0 | 0
Install, Connect and Test | 0 | 0 | 7425 | 0
(26 05 19) - (26 05 36)- (26 05 39) - (26 05 43)LOW VOLTAGE ELECTRICAL POWER CONDUCTORS AND CABLES | 0 | 109.836 | 0 | 25275.5316
Supply, Install, test & hand-over CU/ XLPE/PVC & CU/XLPE/SWA/PVC stranded copper conductor cables including termination, glands and all necessary accessories and ancillary works required for complete operative system in compliance with the drawings without Cable Tray . | 0 | 109.836 | 27.5694 | 15385.8744
CABLE FEEDERS | 0 | 109.836 | 0 | 9889.6572
CU/XLPE/PVC cable [(4x2.5)mm2] and all necessary accessories and ancillary works required as specified and as shown on drawings. | 0 | 109.836 | 27.5694 | 5496.2172
Supply | 40 | 109.836 | 0 | 4393.44
Install, Connect and Test | 40 | 0 | 27.5694 | 1102.7772
CU/XLPE/PVC cable [(4x4)mm2] and all necessary accessories and ancillary works required as specified and as shown on drawings. | 0 | 166.5749 | 40.1769 | 2067.5178
Supply | 10 | 166.5749 | 0 | 1665.7488
Install, Connect and Test | 10 | 0 | 40.1769 | 401.769
CU/XLPE/PVC cable [(4x6)mm2] and all necessary accessories and ancillary works required as specified and as shown on drawings. | 0 | 237.7301 | 46.3616 | 2840.9169
Supply | 10 | 237.7301 | 0 | 2377.3014
Install, Connect and Test | 10 | 0 | 46.3616 | 463.6155
CU/XLPE/PVC cable [(4x10)mm2 + 10mm2)]] and all necessary accessories and ancillary works required as specified and as shown on drawings. | 0 | 435.3539 | 51.6429 | 48699.6883
Supply | 100 | 435.3539 | 0 | 43535.394
Install, Connect and Test | 100 | 0 | 51.6429 | 5164.2943
CU/XLPE/PVC cable [(4x16)mm2 + 16mm2)]] and all necessary accessories and ancillary works required as specified and as shown on drawings. | 0 | 671.7541 | 65.6321 | 0
Supply | 0 | 671.7541 | 0 | 0
Install, Connect and Test | 0 | 0 | 65.6321 | 0
CU/XLPE/PVC cable [(4x25)mm2 + 16mm2)]] and all necessary accessories and ancillary works required as specified and as shown on drawings. | 0 | 1117.5214 | 79.4317 | 0
Supply | 0 | 1117.5214 | 0 | 0
Install, Connect and Test | 0 | 0 | 79.4317 | 0
CU/XLPE/PVC cable [(4x35)mm2 + 16mm2)]] and all necessary accessories and ancillary works required as specified and as shown on drawings. | 0 | 1470.9989 | 102.496 | 0
Supply | 0 | 1470.9989 | 0 | 0
Install, Connect and Test | 0 | 0 | 102.496 | 0
CU/XLPE/PVC cable [(3x50 + 25)mm2] and all necessary accessories and ancillary works required as specified and as shown on drawings. | 0 | 1627.209 | 124.8672 | 0
Supply | 0 | 1627.209 | 0 | 0
Install, Connect and Test | 0 | 0 | 124.8672 | 0
CU/XLPE/PVC cable [(3x120+70)mm2 +70mm2)]] and all necessary accessories and ancillary works required as specified and as shown on drawings. | 0 | 4739.4364 | 268.184 | 125190.5101
Supply | 25 | 4739.4364 | 0 | 118485.909
Install, Connect and Test | 25 | 0 | 268.184 | 6704.6011
UPS | 0 | 0 | 0 | 0
UPS OF 10 Kva .@ 50C ambient Temperature. The unit shall be equipped with isolating transformer. Additionally it shall be furnished with Ethernet or modbus port for interface with the project IP structure cabling. | 0 | 0 | 0 | 0
Supply | 0 | 0 | 0 | 0
Install, Connect and Test | 0 | 0 | 0 | 0
Supply, install, connect and test the following Telecom / data system complete including wiring devices, conduits, conduit fittings, S/FTP Cat 6A conduits between the outlets to the respective access switches,, earthing complete including plaster rings, wiring, earthing terminations, socket plate, cover, plugs, and all necessary accessories and ancillary works for a complete system. | 0 | 1867.5006 | 0 | 155844.5345
RJ45 CAT.6A TELEPHONE OUTLET . | 0 | 1867.5006 | 7396.7512 | 129699.5259
Supply | 14 | 1867.5006 | 0 | 26145.0087
Install, Connect and Test | 14 | 0 | 7396.7512 | 103554.5172
RJ45 CAT.6ATELEPHONE OUTLET (WP) | 0 | 2884.6276 | 7396.7512 | 41125.5152
Supply | 4 | 2884.6276 | 0 | 11538.5103
Install, Connect and Test | 4 | 0 | 7396.7512 | 29587.0049
RJ45 CAT.6A DATA OUTLET. | 0 | 1867.5006 | 7396.7512 | 46321.2592
Supply | 5 | 1867.5006 | 0 | 9337.5031
Install, Connect and Test | 5 | 0 | 7396.7512 | 36983.7561
RJ45 CAT.6A DATA OUTLET (W.P) | 0 | 2884.6276 | 7396.7512 | 30844.1364
Supply | 3 | 2884.6276 | 0 | 8653.8827
Install, Connect and Test | 3 | 0 | 7396.7512 | 22190.2537
RJ45 CAT.6 TELEPHONE OUTLET AT FLOOR BOX | 0 | 1294.6251 | 7396.7512 | 60839.6343
Supply | 7 | 1294.6251 | 0 | 9062.3757
Install, Connect and Test | 7 | 0 | 7396.7512 | 51777.2586
RJ45 CAT.6A OUTLET FOR WIRELESS ACCESS POINT. | 0 | 1294.6251 | 7396.7512 | 60839.6343
Supply | 7 | 1294.6251 | 0 | 9062.3757
Install, Connect and Test | 7 | 0 | 7396.7512 | 51777.2586
[27 13 00, 27 13 05, 27 15 05, 27 20 00, 27 30 00]IP NETWORK EQUIPMENT | 0 | 104250.0552 | 32248.1871 | 377246.5397
Supply install, connect and test of edge distribution rack complete with in-rack UPS & passive components( patch panels, power strips, ...etc) as specified and indicated in the drawings with all necessary termination, patch cords, cables and all necessary accessories required to complete operative system. | 0 | 104250.0552 | 0 | 240748.2974
WH-RACK | 0 | 104250.0552 | 32248.1871 | 136498.2423
Supply | 1 | 104250.0552 | 0 | 104250.0552
Install, Connect and Test | 1 | 0 | 32248.1871 | 32248.1871
Supply, install, connect and test 6 core SM fiber optic cable , The item shall include raceways, splicing , splicing closures ,media converter, pig tails fiber SC connectors ,fiber cable pulling & all necessary sleeves. The works shall be complete as per the project specifications | 0 | 469.7633 | 150.1875 | 123990.156
Supply | 200 | 469.7633 | 0 | 93952.656
Install, Connect and Test | 200 | 0 | 150.1875 | 30037.5
PUBLIC ADDRESS SYSTEM |  | 785940.7536 | 0 | 1585719.0072
Supply, install, connect and test Public Address system rack including AM/FM Tuner , CD/DVD Player , mixer Amplifiers, Power Amplifiers ,Paging Microphone and complete with all other accessories in compliance with the drawings . The rack shall be equipped with a preset evacuation massege that shall be announced upon receival of a signal from the fire alarm . |  | 785940.7536 | 13837.5 | 799778.2536
Supply | 1 | 785940.7536 | 0 | 785940.7536
Install, Connect and Test | 1 | 0 | 13837.5 | 13837.5
Supply , install , connect and test sound system outlet with wiring 2*2.5mm2 strand twisted pair PVC insulated copper including race ways , termination boxes and all necessary accessories requied for complete operative system of general sound system and as shown on design drawing surface mounted conduits should be EMT , |  | 5095.7331 | 0 | 590660.1516
Supply | 73 | 5095.7331 | 0 | 371988.5185
Install, Connect and Test | 73 | 3970.2747 | 0 | 218671.6332
Supply , install , connect and test Recessed Wall mounted 3/6/12w sound speakers | 0 | 3970.2747 | 158.4 | 111474.2166
Supply | 27 | 3970.2747 | 0 | 107197.4166
Install, Connect and Test | 27 | 0 | 158.4 | 4276.8
Supply , install , connect and test Recessed ceiling mounted 3/6/12w sound speakers | 0 | 2317.2348 | 148.5 | 93697.9233
Supply | 38 | 2317.2348 | 0 | 88054.9233
Install, Connect and Test | 38 | 0 | 148.5 | 5643
Supply , install , connect and test wall mounted volume control | 0 | 1918.7604 | 94.5 | 16106.0832
Supply | 8 | 1918.7604 | 0 | 15350.0832
Install, Connect and Test | 8 | 0 | 94.5 | 756
Supply, install, connect and test of UL LISTED Repeater fire alarm station 2 no loops complete including conduits, conduit fittings, boxes, wiring up to fire alarm detectors, fixing and all necessary accessories and ancillary works as specified and as shown on the drawings. | 0 | 350019.1969 | 20706.111 | 370725.3079
Supply | 1 | 350019.1969 | 0 | 350019.1969
Install, Connect and Test | 1 | 0 | 20706.111 | 20706.111
Supply, install, connect and test of addressable break glass manual station | 0 | 4325.8612 | 263.25 | 27534.667
Supply | 6 | 4325.8612 | 0 | 25955.167
Install, Connect and Test | 6 | 0 | 263.25 | 1579.5
Supply, install, connect and test of addressable Indoor fire alarm siren with flasher | 0 | 2817.02 | 263.25 | 18481.6201
Supply | 6 | 2817.02 | 0 | 16902.1201
Install, Connect and Test | 6 | 0 | 263.25 | 1579.5
Supply, install, connect and test of addressable Smoke Detector . | 0 | 2522.2763 | 263.25 | 86351.3147
Supply | 31 | 2522.2763 | 0 | 78190.5647
Install, Connect and Test | 31 | 0 | 263.25 | 8160.75
Supply, install, connect and test of addressable Smoke Detector Abve Cilling. | 0 | 3993.6218 | 263.25 | 204329.8483
Supply | 48 | 3993.6218 | 0 | 191693.8483
Install, Connect and Test | 48 | 0 | 263.25 | 12636
Supply, install, connect and test of addressable Multi Detector Abve Cilling. | 0 | 4041.0846 | 263.25 | 8608.6692
Supply | 2 | 4041.0846 | 0 | 8082.1692
Install, Connect and Test | 2 | 0 | 263.25 | 526.5
Supply, install, connect and test of addressable control modules. | 0 | 1307.3623 | 182.25 | 2979.2246
Supply | 2 | 1307.3623 | 0 | 2614.7246
Install, Connect and Test | 2 | 0 | 182.25 | 364.5
Supply, install, connect and test of addressable monitor modules. | 0 | 876.798 | 182.25 | 0
Supply | 0 | 876.798 | 0 | 0
Install, Connect and Test | 0 | 0 | 182.25 | 0
Supply, install, connect and test of fire alarm circuits serving the shown detectors and connecting between main and repeaters fire alarm stations complete with duct banks, raceways & raceways supports. | 0 | 121204.3203 | 0 | 121204.3203
Supply | 1 | 121204.3203 | 0 | 121204.3203
Install, Connect and Test | 1 | 0 | 0 | 0
(28 23 00)-CCTV SYSTEM | 0 | 7267.4755 | 8016.3261 | 416185.8664
Supplying, installing, connecting and testing the follwing items including cabling, fire retardant PVC conduits, conduit fittings back to related switches and all necessary accessories and ancillary materials and works required for complete installation as specified and as indicated on the drawings. | 0 | 7267.4755 | 0 | 248064.0485
INDOOR IP- CCTV SURVEILLANCE CAMERA | 0 | 7267.4755 | 8016.3261 | 168121.8178
Supply | 11 | 7267.4755 | 0 | 79942.2307
Install, Connect and Test | 11 | 0 | 8016.3261 | 88179.5871
(28 13 00)-ACCESS CONTROL SYSTEM | 0 | 15493.9093 | 0 | 30987.8186
Supply, install, connect and test access control system complete including head end equipments. The item shall include conduits, conduit fittings, cabling, complete with all necessary accessories and ancillary works as shown on drawings and as specified in the technical specification in order to provide a complete system. | 0 | 15493.9093 | 0 | 15493.9093
Supply | 1 | 15493.9093 | 0 | 15493.9093
Install, Connect and Test | 1 | 0 | 0 | 0
Supply, install, connect and test one door access control interface module connect to main panel & all ancillary works required for complete operative system according to the specifications & as shown on drawings. | 0 | 74753.9266 | 519.75 | 150547.3531
Supply | 2 | 74753.9266 | 0 | 149507.8531
Install, Connect and Test | 2 | 0 | 519.75 | 1039.5
Supply, install, connect and test request to exit push buttons & all ancillary works required for complete operative system according to the specifications & as shown on drawings. |  | 1239.8302 | 148.5 | 5553.3207
Supply | 4 | 1239.8302 | 0 | 4959.3207
Install, Connect and Test | 4 | 0 | 148.5 | 594
Supply, install, connect and test electric door Contact & all ancillary works required for complete operative system according to the specifications & as shown on drawings. |  | 0 | 0
Supply | 2 | 3471.632 | 0 | 6943.2641
Install, Connect and Test | 2 | 0 | 148.5 | 297
Supply, install, connect and test proximity card reader with pin code & all ancillary works required for complete operative system according to the specifications & as shown on drawings. |  | 17988.4656 | 148.5 | 72547.8624
Supply | 4 | 17988.4656 | 0 | 71953.8624
Install, Connect and Test | 4 | 0 | 148.5 | 594
Supply, install, connect and test proximity card & all ancillary works required for complete operative system according to the specifications & as shown on drawings. |  | 225.4481 | 0 | 4306086.2212
Supply | 2 | 225.4481 | 0 | 450.8962
VO.(81) ADMIN. BUILDING |  | 3598.425 | 0 | 4305635.325
DIVISION 26 - ELECTRICAL |  | 3598.425 | 199.8 | 2650989.6
(26 51 00)-INTERIOR LIGHTING. |  | 3598.425 | 0 | 1654645.725
supply,Install, test & hand-over light fixtures including all lamps, all mounting devices and brackets in compliance with the tender specifications & drawings :- |  | 3598.425 | 199.8 | 996343.875
LIGHTING FIXTURES |  | 3598.425 | 0 | 658301.85
Light Fixture L1 RECESSED MOUNTED LUMINAIRE (1x42w) LED LAMP 220V,50HZ SIMILAR TO (PHILIPS RC120B W60L60 LED37S/- No) |  | 3598.425 | 199.8 | 338042.025
Supply | 89 | 3598.425 |  | 320259.825
Install, Connect and Test | 89 |  | 199.8 | 17782.2
Light Fixture L1E Same as (L1) with battery back up |  | 6699.51 | 199.8 | 82791.72
Supply | 12 | 6699.51 |  | 80394.12
Install, Connect and Test | 12 |  | 199.8 | 2397.6
Light Fixture L4 RECESSED MOUNTED LUMINAIRE (1x11w) LED LAMP 220V,50HZ SIMILAR TO (PHILIPS DN145B PSU D166 LED10S/840 NO) |  | 2405.7 | 199.8 | 7816.5
Supply | 3 | 2405.7 |  | 7217.1
Install, Connect and Test | 3 |  | 199.8 | 599.4
Light Fixture L4E Same as (L4) with battery back up |  | 5506.785 | 199.8 | 0
Supply | 0 | 5506.785 |  | 0
Install, Connect and Test | 0 |  | 199.8 | 0
Light Fixture L5E SURFACE MOUNTED LUMINAIRE (1x22w) LED LAMP 220V,50HZ SIMILAR TO (PHILIPS CL261 DS Oyster 22W 30-40-65K IP54 ANZ) ) with battery back up |  | 15764.22 | 199.8 | 0
Supply | 0 | 15764.22 |  | 0
Install, Connect and Test | 0 |  | 199.8 | 0
Light Fixture L6 RECESSED MOUNTED LUMINAIRE (1x11.8w) LED LAMP 220V,50HZ SIMILAR TO (PHILIPS DN570B PSE-E C) |  | 2882.79 | 199.8 | 27743.31
Supply | 9 | 2882.79 |  | 25945.11
Install, Connect and Test | 9 |  | 199.8 | 1798.2
Light Fixture L6E Same as (L6) with battery back up |  | 6222.42 | 199.8 | 57799.98
Supply | 9 | 6222.42 |  | 56001.78
Install, Connect and Test | 9 |  | 199.8 | 1798.2
Light Fixture L8 (IP-65) SURFACE MOUNTED BULK HEAD LUMINAIRE (1x12w, 960LM) LED LAMP 220V,50HZ SIMILAR TO (PHILIPS WT045C LED12/NW PSU CFW L1065) OR APPROVED EQUAL |  | 1212.975 | 199.8 | 25429.95
Supply | 18 | 1212.975 |  | 21833.55
Install, Connect and Test | 18 |  | 199.8 | 3596.4
Light Fixture L9 SURFACE MOUNTED LUMINAIRE (1x58.5w) LED LAMP 220V,50HZ SIMILAR TO (PHILIPS WT470X LED80S/840 WB ACW TW1 L1600) |  | 11351.1375 | 199.8 | 80856.5625
Supply | 7 | 11351.1375 |  | 79457.9625
Install, Connect and Test | 7 |  | 199.8 | 1398.6
WALL MOUNTED EXIT SIGN |  | 3121.335 | 199.8 | 19926.81
Supply | 6 | 3121.335 |  | 18728.01
Install, Connect and Test | 6 |  | 199.8 | 1198.8
CEILING MOUNTED EXIT SIGN |  | 5268.24 | 199.8 | 0
Supply | 0 | 5268.24 |  | 0
Install, Connect and Test | 0 |  | 199.8 | 0
(26 27 26)-WIRING DEVICES |  | 226.3438 | 0 | 54872.3419
LIGHT SWITCHES : |  | 226.3438 | 400.1492 | 33563.6438
Supply, Install, test & hand-over light switches white color complete including, conduits, conduit fittings, switches, terminations, earthing, wiring from switches to branch circuit in compliance with the tender specifications & drawings :- |  | 226.3438 | 0 | 21308.6981
One gang,One Way 10A modular Switch |  | 226.3438 | 400.1492 | 12254.9458
Supply | 40 | 226.3438 |  | 9053.7523
Install, Connect and Test | 8 |  | 400.1492 | 3201.1934
One gang,One Way 10A modular Switch (water proof) |  | 781.1148 | 400.1492 | 2343.3443
Supply | 3 | 781.1148 |  | 2343.3443
Install, Connect and Test | 0 |  | 400.1492 | 0
Two gang,One Way 10A modular Switch |  | 253.031 | 486.2367 | 5914.1415
Supply | 8 | 253.031 |  | 2024.2483
Install, Connect and Test | 8 |  | 486.2367 | 3889.8932
Two gang,One Way 10A modular Switch (water proof) |  | 748.517 | 486.2367 | 6922.2852
Supply | 6 | 748.517 |  | 4491.102
Install, Connect and Test | 5 |  | 486.2367 | 2431.1833
One gang,Two Way 10A modular Switch |  | 253.031 | 486.2367 | 1012.1242
Supply | 4 | 253.031 |  | 1012.1242
Install, Connect and Test | 0 |  | 486.2367 | 0
SOCKET OUTLETS : |  | 101.3333 | 135 | 38585.6544
Supply, install, connect and test socket outlets white color complete including plaster rings, wiring, earthing, terminations, socket plate, cover, plugs, all necessary accessories and ancillary work according to specification and schedules |  | 101.3333
16A wall single socket outlet IP=20 |  | 313.6704 | 135 | 38585.6544
Supply | 86 | 313.6704 |  | 26975.6544
Install, Connect and Test | 86 |  | 135 | 11610
16A wall duplex socket outlet IP=20 |  | 400.4344 | 135 | 10708.6886
Supply | 20 | 400.4344 |  | 8008.6886
Install, Connect and Test | 20 |  | 135 | 2700
16A wall duplex socket outlet IP=20, fed from Emergency |  | 401.3683 | 135 | 536.3683
Supply | 1 | 401.3683 |  | 401.3683
Install, Connect and Test | 1 |  | 135 | 135
16A wall duplex socket outlet IP=20, fed from UPS |  | 409.6566 | 135 | 4901.9092
Supply | 9 | 409.6566 |  | 3686.9092
Install, Connect and Test | 9 |  | 135 | 1215
16A wall single socket outlet (water proof) IP=54 |  | 795.3523 | 135 | 11164.2278
Supply | 12 | 795.3523 |  | 9544.2278
Install, Connect and Test | 12 |  | 135 | 1620
16A duplex socket outlet IP=20 (BUILT-IN FURNITURE) . |  | 400.4344 | 135 | 34267.8036
Supply | 64 | 400.4344 |  | 25627.8036
Install, Connect and Test | 64 |  | 135 | 8640
16A Duplex socket outlet IP=20 fed from UPS (BUILT-IN FURNITURE) . |  | 409.6566 | 135 | 40304.5866
Supply | 74 | 409.6566 |  | 30314.5866
Install, Connect and Test | 74 |  | 135 | 9990
16A wall single socket outlet IP=20 (For TV) |  | 313.6704 | 135 | 2243.352
Supply | 5 | 313.6704 |  | 1568.352
Install, Connect and Test | 5 |  | 135 | 675
26 2816 - ENCLOSED SWITCHES & CIRCUIT BREAKERS |  | 721.3367 | 0 | 174444.2143
Supply, Install, test & hand-over switch fuses complete including plaster rings, wiring, earthing, terminations, socket plate, cover, plugs, all necessary accessories and ancillary work in compliance with the tender specifications & drawings :- |  | 721.3367 | 182.25 | 106197.4286
DISCONNECT SWITCH POWER OUTLET |  | 721.3367 | 0 | 68246.7857
32A disconnect switch with two pole ceiling mounted for AC Unit |  | 721.3367 | 182.25 | 37950.6429
Supply | 42 | 721.3367 |  | 30296.1429
Install, Connect and Test | 42 |  | 182.25 | 7654.5
32A disconnect switch with two pole for AC Unit |  | 721.3367 | 155.0003 | 9639.7068
Supply | 11 | 721.3367 |  | 7934.7041
Install, Connect and Test | 11 |  | 155.0003 | 1705.0028
20A disconnect switch with two pole for water heater |  | 609.0329 | 155.0003 | 4584.199
Supply | 6 | 609.0329 |  | 3654.1975
Install, Connect and Test | 6 |  | 155.0003 | 930.0015
20A disconnect switch with 2 poles for Ex. Fan ( WP) |  | 609.0329 | 155.0003 | 3820.1658
Supply | 5 | 609.0329 |  | 3045.1645
Install, Connect and Test | 5 |  | 155.0003 | 775.0013
32A disconnect switch with 4 poles for Elevator |  | 2276.8527 | 310.5 | 5174.7054
Supply | 2 | 2276.8527 |  | 4553.7054
Install, Connect and Test | 2 |  | 310.5 | 621
40A disconnect switch with 4 poles for AHU (W.P) |  | 2276.8527 | 351 | 2627.8527
Supply | 1 | 2276.8527 |  | 2276.8527
Install, Connect and Test | 1 |  | 351 | 351
26 05 19-LOW VOLTAGE ELECTRICAL POWER CONDUCTORS AND CABLES |  | 1389.3411 | 0 | 1062845.9323
Supply, Install, test & hand-over PVC insulated 450/750V stranded copper conductor wires & PVC/PVC stranded copper conductor cables from branch circuit panelboards to light & power outlets including raceways, termination, glands and all necessary accessories and ancillary works required for complete operative system in compliance with the tender specifications & drawings. Embedded or concealed surface mounted conduits should be heavy gauge PVC. Exposed mounted conduits should be EMT. Circuits in cable tray should be PVC/PVC multicore cables. :- |  | 1389.3411 | 0 | 637707.5594
BRANCH CIRCUITS |  | 1389.3411 | 0 | 425138.3729
3x3mm2 for Lighting outlet |  | 1389.3411 | 0 | 212569.1865
Supply | 153 | 1389.3411 |  | 212569.1865
Install, Connect and Test | 153 |  | 0 | 0
3x4mm2 for socket outlet |  | 0 | 0
Supply | 115 | 1577.8123 |  | 181448.4138
Install, Connect and Test | 115 |  | 0 | 0
3x4mm2 for acess control outlet |  | 5682.9591 | 0 | 22731.8364
Supply | 4 | 5682.9591 |  | 22731.8364
Install, Connect and Test | 4 |  | 0 | 0
3x4mm2 for ( IT rack outlet, sound rack, fire alarm panel ) |  | 5002.641 | 0 | 5002.641
Supply | 1 | 5002.641 |  | 5002.641
Install, Connect and Test | 1 |  | 0 | 0
3x4mm2 for hand dryer outlet, power socket outlet, water heater, EXF |  | 3874.5635 | 0 | 11623.6905
Supply | 3 | 3874.5635 |  | 11623.6905
Install, Connect and Test | 3 |  | 0 | 0
3x6mm2 for AC outlet |  | 4830.516 | 0 | 251186.832
Supply | 52 | 4830.516 |  | 251186.832
Install, Connect and Test | 52 |  | 0 | 0
( 26 24 16)- (26 24 19) PANELBOARDS |  | 37267.4016 | 0 | 203185.008
Supply, Install, test & hand-over the following panel boards complete with circuit breakers, bus bars cabinets, conductors, relays, residual current devices, indicator lamps and all necessary accessories and ancillary works required in compliance with the tender specifications & drawings :- |  | 37267.4016 | 5616 | 123034.2048
BRANCH CIRCUIT DISTRIBUTION PANEL BOARDS |  | 37267.4016 | 0 | 80150.8032
PP-AD-GR-01 |  | 37267.4016 | 5616 | 42883.4016
Supply | 1 | 37267.4016 |  | 37267.4016
Install, Connect and Test | 1 |  | 5616 | 5616
PP-AD-F-01 |  | 34585.1424 | 5544 | 40129.1424
Supply | 1 | 34585.1424 |  | 34585.1424
Install, Connect and Test | 1 |  | 5544 | 5544
PP-AD-S-01 |  | 0 | 0 | 0
Supply | 0 | 0 | 0 | 0
Install, Connect and Test | 0 | 0 | 0 | 0
EPP-AD-GR-01 |  | 25724.1312 | 4248 | 29972.1312
Supply | 1 | 25724.1312 |  | 25724.1312
Install, Connect and Test | 1 |  | 4248 | 4248
UPP-AD-GR-01 |  | 17488.6848 | 2664 | 20152.6848
Supply | 1 | 17488.6848 |  | 17488.6848
Install, Connect and Test | 1 |  | 2664 | 2664
UPP-AD-F-01 |  | 19117.152 | 3240 | 22357.152
Supply | 1 | 19117.152 |  | 19117.152
Install, Connect and Test | 1 |  | 3240 | 3240
26 24 13 SUB FEEDER DISTRIBUTION PANEBOARDS |  | 46011.744 | 0 | 99367.488
DB-AD-GR-01 |  | 46011.744 | 7344 | 53355.744
Supply | 1 | 46011.744 |  | 46011.744
Install, Connect and Test | 1 |  | 7344 | 7344
EDB-AD-GR-01 |  | 59183.4816 | 8496 | 67679.4816
Supply | 1 | 59183.4816 |  | 59183.4816
Install, Connect and Test | 1 |  | 8496 | 8496
UDB-AD-GR-01 |  | 36198.72 | 5616 | 41814.72
Supply | 1 | 36198.72 |  | 36198.72
Install, Connect and Test | 1 |  | 5616 | 5616
(26 05 19) - (26 05 36)- (26 05 39) - (26 05 43)LOW VOLTAGE ELECTRICAL POWER CONDUCTORS AND CABLES |  | 302.6976 | 0 | 107332.1508
Supply, Install, test & hand-over CU/ XLPE/PVC stranded copper conductor cables including raceways, termination, glands, and all necessary accessories and ancillary works required for complete operative system in compliance with the tender specifications & drawings. |  | 302.6976 | 45.9253 | 64996.3196
CABLE FEEDERS |  | 302.6976 | 0 | 42335.8311
CU/PVC/PVC cable [(4x6)mm2 + 6mm2)]] and all necessary accessories and ancillary works required as specified and as shown on drawings. |  | 302.6976 | 45.9253 | 22660.4885
Supply | 65 | 302.6976 |  | 19675.3426
Install, Connect and Test | 65 |  | 45.9253 | 2985.1459
CU/PVC/PVC cable [(4x10)mm2 + 10mm2)]] and all necessary accessories and ancillary works required as specified and as shown on drawings. |  | 464.3775 | 54.4174 | 72631.2967
Supply | 140 | 464.3775 |  | 65012.855
Install, Connect and Test | 140 |  | 54.4174 | 7618.4417
CU/PVC/PVC cable [(4x16)mm2 + 16mm2)]] and all necessary accessories and ancillary works required as specified and as shown on drawings. |  | 716.5377 | 86.1363 | 0
Supply | 0 | 716.5377 |  | 0
Install, Connect and Test | 0 |  | 86.1363 | 0
CU/PVC/PVC cable [(3x50+25)mm2 + 25mm2)]] and all necessary accessories and ancillary works required as specified and as shown on drawings. |  | 1735.6896 | 124.6291 | 0
Supply | 0 | 1735.6896 |  | 0
Install, Connect and Test | 0 |  | 124.6291 | 0
26 36 00-TRANSFER SWITCHES |  | 127619.28 | 0 | 0
Static transfer switch (40A, 1-ph) complete with all control, monitoring and protection equipment including control cabling and all necessary auxiliary components and ancillary works required for complete operation as specified and as indicated on the drawings |  | 127619.28 | 246.24 | 0
Supply | 0 | 127619.28 |  | 0
Install, Connect and Test | 0 |  | 246.24 | 0
26 33 00 - BATTERY EQUIPMENT (UPS) |  | 381338.82 | 0 | 0
Uninterruptible online double conversion UPS 40 KVA, 3phase, 380V power supply "UPS-01", 10 minutes complete including rectifier, control, charger, wave form, earthing and all necessary accessories & all ancillary works required for complete operative system according to the specifications & as shown on drawings. |  | 381338.82 | 3249.72 | 0
Supply | 0 | 381338.82 |  | 0
Install, Connect and Test | 0 |  | 3249.72 | 0
Uninterruptible online double conversion dual parallel redundant UPS (1+1) 2x5 KVA, 1phase, 220V power supply "UPS-SR-1 & UPS-SR-2", 10minutes complete including rectifier, control, charger, wave form, earthing and all necessary accessories & all ancillary works required for complete operative system according to the specifications & as shown on drawings. |  | 101280.24 | 1244.16 | 0
Supply | 0 | 101280.24 |  | 0
Install, Connect and Test | 0 |  | 1244.16 | 0
EARTHING (GROUNDING) SYSTEM |  | 0 | 0 | 0
Complete protective earthing (PE) system complete with earthing pits, earthing electrodes, equalizer bars, earth continuity conductor, and earthing conductor to switchboards, server/ IT racks, diesel generator set and transformers complete with all accessories, fixing brackets, test links, complete with all accessories, fixing brackets, test links suspensions, drilling and cutting for complete installation all in accordance with technical specifications and drawings | 0 | 0 | 0 | 0
Earthing impedance must be <= 0.5 ohm | 0 | 0 | 0 | 0
Supply | 1 | 0 | 0 | 0
Install, Connect and Test | 1 | 0 | 0 | 0
Supply, install, connect and test the following Telecom / FXta system complete including wiring devices, conduits, conduit fittings, S/FTP Cat 6 conduits between the outlets to the respective access switches,, earthing complete including plaster rings, wiring, earthing terminations, socket plate, cover, plugs, and all necessary accessories and ancillary works for a complete system. | 0 | 2002.2232 | 0 | 22318.9473
RJ45 CAT.6 TELEPHONE OUTLET . | 0 | 2002.2232 | 7155.0272 | 18314.5009
Supply | 2 | 2002.2232 |  | 4004.4465
Install, Connect and Test | 2 |  | 7155.0272 | 14310.0544
RJ45 CAT.6 DATA OUTLET. | 0 | 2002.2232 | 7155.0272 | 100729.7547
Supply | 11 | 2002.2232 |  | 22024.4556
Install, Connect and Test | 11 |  | 7155.0272 | 78705.2992
RJ45 CAT.6 OUTLET FOR WIRELESS ACCESS POINT. | 0 | 1387.9858 | 7155.0272 | 42715.0648
Supply | 5 | 1387.9858 |  | 6939.9288
Install, Connect and Test | 5 |  | 7155.0272 | 35775.136
RJ45 CAT.6 TELEPHONE OUTLET &DATA OUTLET (BUILT-IN FURNITURE) . | 0 | 3092.7874 | 7155.0272 | 143469.4038
Supply | 14 | 3092.7874 |  | 43299.023
Install, Connect and Test | 14 |  | 7155.0272 | 100170.3808
HDMI (HIGH DEFINITION MULTIMEDIA INTERFACE) | 0 | 2002.2232 | 7155.0272 | 27471.7513
Supply | 3 | 2002.2232 |  | 6006.6697
Install, Connect and Test | 3 |  | 7155.0272 | 21465.0816
[27 13 00, 27 13 05, 27 15 05, 27 20 00, 27 30 00]IP NETWORK EQUIPMENT | 0 | 29770.2 | 0 | 0
Supply install, connect and test main rack complete with main patch panel as specified and indicated in the drawings with all necessary termination, conduits, raceways, patch cords, cables & accessories required to complete an aderquate operative system. | 0 | 29770.2 | 3298.32 | 0
Supply | 0 | 29770.2 |  | 0
Install, Connect and Test | 0 |  | 3298.32 | 0
Supply install, connect and test of edge distribution rack complete with passive components( patch panels, power strips, ...etc) as specified and indicated in the drawings with all necessary termination, conduits, raceways, patch cords, cables and all necessary accessories required to complete operative system. | 0 | 139139.5363 | 0 | 289655.0726
TC-RACK-GR | 0 | 139139.5363 | 11376 | 150515.5363
Supply | 1 | 139139.5363 |  | 139139.5363
Install, Connect and Test | 1 |  | 11376 | 11376
TC-RACK-FR | 0 | 120824.3693 | 8784 | 129608.3693
Supply | 1 | 120824.3693 |  | 120824.3693
Install, Connect and Test | 1 |  | 8784 | 8784
TC-RACK-SC | 0 | 120824.3693 | 8784 | 129608.3693
Supply | 1 | 120824.3693 |  | 120824.3693
Install, Connect and Test | 1 |  | 8784 | 8784
Supply, install, connect and test 6 core M.M fiber optic cable , The item shall include raceways, splicing , splicing closures ,media converter, pig tails fiber SC connectors ,fiber cable pulling & all necessary sleeves. The works shall be complete as per the project specifications | 0 | 503.1821 | 160.2 | 19901.4624
Supply | 30 | 503.1821 |  | 15095.4624
Install, Connect and Test | 30 |  | 160.2 | 4806
PUBLIC ADDRESS SYSTEM | 0 | 195246.72 | 0 | 0
Supply, install, connect and test Public Address system rack including AM/FM Tuner , CD/DVD Player , mixer Amplifiers, Power Amplifiers ,Paging Microphone and complete with all other accessories in compliance with the tender specifications & drawings . The rack shall be equipped with a preset evacuation massege that shall be announced upon receival of a signal from the fire alarm . | 0 | 195246.72 | 15377.04 | 0
Supply | 0 | 195246.72 |  | 0
Install, Connect and Test | 0 |  | 15377.04 | 0
Supply , install , connect and test sound system outlet with wiring 2*2.5mm2 strand twisted pair PVC insulated copper including race ways , termination boxes and all necessary accessories requied for complete operative system of general sound system and as shown on design drawing | 0 | 100850.5634 | 0 | 100850.5634
Supply | 1 | 100850.5634 |  | 100850.5634
Install, Connect and Test | 1 |  | 0 | 0
Supply , install , connect and test Recessed ceiling mounted 3/6/12w sound speakers | 0 | 2484.167 | 158.4 | 47566.2067
Supply | 18 | 2484.167 |  | 44715.0067
Install, Connect and Test | 18 |  | 158.4 | 2851.2
Supply , install , connect and test wall mounted volume control | 0 | 2057.184 | 100.8 | 2157.984
Supply | 1 | 2057.184 |  | 2057.184
Install, Connect and Test | 1 |  | 100.8 | 100.8
(28 31 00)-ADDRESSABLE FIRE ALARM SYSTEM | 0 | 104441.9341 | 0 | 213676.3681
Supply, install, connect and test of UL LISTED main fire alarm station 4 no loops complete including conduits, conduit fittings, boxes, wiring up to fire alarm detectors, fixing and all necessary accessories and ancillary works as specified and as shown on the drawings. | 0 | 104441.9341 | 4792.5 | 109234.4341
Supply | 1 | 104441.9341 |  | 104441.9341
Install, Connect and Test | 1 |  | 4792.5 | 4792.5
Supply, install, connect and test of addressable break glass manual station | 0 | 2630.745 | 280.8 | 2911.545
Supply | 1 | 2630.745 |  | 2630.745
Install, Connect and Test | 1 |  | 280.8 | 280.8
Supply, install, connect and test of addressable Indoor fire alarm siren with flasher | 0 | 2773.872 | 280.8 | 3054.672
Supply | 1 | 2773.872 |  | 2773.872
Install, Connect and Test | 1 |  | 280.8 | 280.8
Supply, install, connect and test of addressable Smoke Detector . | 0 | 2535.327 | 280.8 | 59138.667
Supply | 21 | 2535.327 |  | 53241.867
Install, Connect and Test | 21 |  | 280.8 | 5896.8
Supply, install, connect and test of addressable Heat Detector . | 0 | 2201.364 | 280.8 | 2482.164
Supply | 1 | 2201.364 |  | 2201.364
Install, Connect and Test | 1 |  | 280.8 | 280.8
Supply, install, connect and test of addressable control modules. | 0 | 2201.364 | 216 | 2417.364
Supply | 1 | 2201.364 |  | 2201.364
Install, Connect and Test | 1 |  | 216 | 216
Supply, install, connect and test of addressable monitor modules. | 0 | 1485.729 | 216 | 1701.729
Supply | 1 | 1485.729 |  | 1485.729
Install, Connect and Test | 1 |  | 216 | 216
Supply, install, connect and test of fire alarm circuits serving the shown detectors and connecting between main and repeaters fire alarm stations complete with raceways & raceways supports. | 0 | 93646.8892 | 0 | 93646.8892
Supply | 1 | 93646.8892 |  | 93646.8892
Install, Connect and Test | 1 |  | 0 | 0
(28 13 00)-ACCESS CONTROL SYSTEM | 0 | 24226.7824 | 0 | 48453.5647
Supply, install, connect and test access control system complete including head end equipments. The item shall include conduits, conduit fittings, cabling, complete with all necessary accessories and ancillary works as shown on drawings and as specified in the technical specification in order to provide a complete system. | 0 | 24226.7824 | 0 | 24226.7824
Supply | 1 | 24226.7824 |  | 24226.7824
Install, Connect and Test | 1 |  | 0 | 0
Supply, install, connect and test one door access control interface module connect to main panel & all ancillary works required for complete operative system according to the specifications & as shown on drawings. | 0 | 76488.253 | 554.4 | 308170.6121
Supply | 4 | 76488.253 |  | 305953.0121
Install, Connect and Test | 4 |  | 554.4 | 2217.6
Supply, install, connect and test request to exit push buttons & all ancillary works required for complete operative system according to the specifications & as shown on drawings. | 0 | 1245.9123 | 158.4 | 5617.2492
Supply | 4 | 1245.9123 |  | 4983.6492
Install, Connect and Test | 4 |  | 158.4 | 633.6
Supply, install, connect and test electric door Contact & all ancillary works required for complete operative system according to the specifications & as shown on drawings. | 0 | 3488.9427 | 158.4 | 14589.3708
Supply | 4 | 3488.9427 |  | 13955.7708
Install, Connect and Test | 4 |  | 158.4 | 633.6
Supply, install, connect and test proximity card reader with pin code & all ancillary works required for complete operative system according to the specifications & as shown on drawings. | 0 | 18753.289 | 158.4 | 113470.1341
Supply | 6 | 18753.289 |  | 112519.7341
Install, Connect and Test | 6 |  | 158.4 | 950.4
Supply, install, connect and test proximity card & all ancillary works required for complete operative system according to the specifications & as shown on drawings. | 0 | 226.6178 | 0 | 0
Supply | 0 | 226.6178 |  | 0
(8 23 00)-CCTV SYSTEM | 0 | 101957.4 | 0 | 0
Supply, install, connect and test CCTV system complete including conduits, conduit fittings , cabling, complete with all necessary accessories and ancillary works as shown on drawings and as specified in the technical specification in order to provide a complete system The item shall be complete with the specified NVR, PC computer with LCD monitors & software to identify the system on the PC. The item shall be complete as per specification & design drawings. | 0 | 101957.4 | 5068.44 | 0
Supply | 0 | 101957.4 |  | 0
Install, Connect and Test | 0 |  | 5068.44 | 0
Supplying, installing, connecting and testing the follwing items including cabling, fire retarFXnt PVC conduits, conduit fittings back to related switches and all necessary accessories and ancillary materials and works required for complete installation as specified and as indicated on the drawings. | 0 | 7751.9739 | 0 | 104421.4058
INDOOR IP- CCTV SURVEILLANCE CAMERA | 0 | 7751.9739 | 10601.4037 | 73413.5102
Supply | 4 | 7751.9739 |  | 31007.8956
Install, Connect and Test | 4 |  | 10601.4037 | 42405.6147
DIVISION 14 - ELECTRIC TRACTION ELEVATOR |  | 0 | 0 | 1369451.124
GENERAL |  | 0 | 0 | 912967.416
Contractor to include all catalogues of the proposed elevator in which his prices is based upon during tendering for Engineer's evaluation. |  | 0 | 0 | 456483.708
DIVISION 14 - ELECTRIC TRACTION ELEVATOR |  | 0 | 0 | 456483.708
Supply & install electric machine room less elevator complete with all specified annunciators , land marks accessories. The car is hoisted by wire ropes using electrically driven traction sheaves and is defined to include driving machines; car; hoist way doors; guide rails; guide-rail brackets; roping; buffers; counterweights; signals; control systems; electrical wiring within elevator system; and devices for operations, safety, security, required performance at rated speed and capacity, and for complete elevator installation. The travel speed shall not be less than 1m/s of 630 Kg. carrying load. All other features shall be as per specifications. | 2 | 0 | 0
TOTAL VO(109) SUBSTATION 01 & GENERATORE |  | 8655.579 | 0 | 456483.708
DIVISION 26 - ELECTRICAL |  | 8655.579 | 199.8 | 280974.528
(26 51 00)-INTERIOR LIGHTING. |  | 8655.579 | 0 | 175509.18
Supply, install, test & hand-over light fixtures including all lamps & all mounting devices and brackets in compliance with the tender specifications & drawings :- |  | 8655.579 | 199.8 | 105465.348
LIGHTING FIXTURES |  | 8655.579 | 0 | 70043.832
Light Fixture F5E SURFACE MOUNTED CIRCULAR LUMINAIRE (1x22w) LED LAMP 220V,50HZ SIMILAR TO (PHILIPS CL261 DS Oyster) WITH 2 HOURS BACK UP BATTERY |  | 8655.579 | 199.8 | 35421.516
Supply | Nr | 8655.579 | 0 | 34622.316
Install, Connect and Test | Nr | 0 | 199.8 | 799.2
Light Fixture F9 SURFACE MOUNTED LUMINAIRE (1x58w) LED LAMP 220V,50HZ SIMILAR TO (PHILIPS WT470X L1600 WB LED80S/840 NO ) |  | 11351.1375 | 199.8 | 127060.3125
Supply | Nr | 11351.1375 | 0 | 124862.5125
Install, Connect and Test | Nr | 0 | 199.8 | 2197.8
Light Fixture F9E Same as (F9) WITH 2 HOURS BACK UP BATTERY |  | 15525.675 | 199.8 | 125803.8
Supply | Nr | 15525.675 | 0 | 124205.4
Install, Connect and Test | Nr | 0 | 199.8 | 1598.4
(26 27 26)-WIRING DEVICES |  | 732.2951 | 0 | 14820.6283
LIGHT SWITCHES : |  | 732.2951 | 426.2447 | 9148.1238
Supply, Install, test & hand-over light switches complete including, conduits, conduit fittings, switches, terminations, earthing, wiring from switches to branch circuit in compliance with the tender specifications & drawings :- |  | 732.2951 | 0 | 5672.5045
One gang,One Way 10A modular Switch (water proof) |  | 732.2951 | 426.2447 | 3475.6193
Supply | Nr | 732.2951 | 0 | 2196.8852
Install, Connect and Test | Nr | 0 | 426.2447 | 1278.734
One gang,Two Way 10A modular Switch |  | 237.2166 | 512.1114 | 1498.6561
Supply | Nr | 237.2166 | 0 | 474.4332
Install, Connect and Test | Nr | 0 | 512.1114 | 1024.2229
One gang,Two Way 10A modular Switch (water proof) |  | 721.2726 | 512.1114 | 2466.7681
Supply | Nr | 721.2726 | 0 | 1442.5452
Install, Connect and Test | Nr | 0 | 512.1114 | 1024.2229
SOCKET OUTLETS : |  | 745.6428 | 135 | 40110.8544
Supply, install, connect and test socket outlets complete including plaster rings, wiring, earthing, terminations, socket plate, cover, plugs, all necessary accessories and ancillary work according to specification and schedules |  | 745.6428 | 0 | 26020.5696
16A wall single socket outlet (water proof) IP=54 |  | 745.6428 | 135 | 14090.2848
Supply | Nr | 745.6428 | 0 | 11930.2848
Install, Connect and Test | Nr | 0 | 135 | 2160
Outlet For IT Rack |  | 745.6428 | 135 | 880.6428
Supply | Nr | 745.6428 | 0 | 745.6428
Install, Connect and Test | Nr | 0 | 135 | 135
26 2816 - DISCONNECT SWITCH & CIRCUIT BREAKERS |  | 570.9684 | 0 | 20409.5506
Supply, Install, test & hand-over disconnect switch complete including plaster rings, wiring, earthing, terminations, socket plate, cover, plugs, all necessary accessories and ancillary work in compliance with the tender specifications & drawings :- |  | 570.9684 | 182.25 | 12464.4303
DISCONNECT SWITCH POWER OUTLET |  | 570.9684 | 0 | 7945.1202
20A disconnect switch with two pole for EXF&FAF (Wall) ( WP) |  | 570.9684 | 182.25 | 4519.3101
Supply | Nr | 570.9684 | 0 | 3425.8101
Install, Connect and Test | Nr | 0 | 182.25 | 1093.5
80A disconnect switch with two pole for PU Unit (Wall) |  | 11842.1917 | 695.25 | 12537.4417
Supply | Nr | 11842.1917 | 0 | 11842.1917
Install, Connect and Test | Nr | 0 | 695.25 | 695.25
26 05 19-LOW VOLTAGE ELECTRICAL POWER CONDUCTORS AND CABLES |  | 1833.5134 | 0 | 872504.0472
Supply, Install, test & hand-over PVC insulated 450/750V stranded copper conductor wires & PVC/PVC stranded copper conductor cables from branch circuit panelboards to light & power outlets including raceways, termination, glands and all necessary accessories and ancillary works required for complete operative system in compliance with the tender specifications & drawings. Embedded or concealed surface mounted Outlets should be heavy gauge PVC. Exposed mounted Outlets should be rigid galvanized steel. |  | 1833.5134 | 0 | 567612.429
BRANCH CIRCUITS |  | 1833.5134 | 0 | 304891.6182
3x2.5mm2 for Lighting outlet |  | 1833.5134 | 0 | 262720.8108
Supply | Nr | 1833.5134 | 0 | 42170.8074
Install, Connect and Test | Nr | 2248.2814 | 0 | 220550.0034
3x4mm2 for socket outlet |  | 2248.2814 | 0 | 184577.5014
Supply | Nr | 2248.2814 | 0 | 35972.502
Install, Connect and Test | Nr | 4930.7066 | 0 | 148604.9994
3x4mm2 for EXF & FAF outlet |  | 4930.7066 | 0 | 119020.7601
Supply | Nr | 4930.7066 | 0 | 29584.2393
Install, Connect and Test | Nr | 4930.7066 | 0 | 89436.5208
3x4mm2 for ( IT rack outlet) |  | 4930.7066 | 0 | 84505.8143
Supply | Nr | 4930.7066 | 0 | 4930.7066
Install, Connect and Test | Nr | 1286.536 | 0 | 79575.1077
[(4x25)mm²+16mm²] CU/XLPE/PVC (0.6/1.0 kV) for PU |  | 1286.536 | 79.4317 | 40979.0289
Supply | Mt | 1286.536 | 0 | 38596.0788
Install, Connect and Test | Mt | 0 | 79.4317 | 2382.9501
( 26 24 16)- (26 24 19) PANELBOARDS |  | 0 | 0 | 891734.9981
Supply, Install, test & hand-over the following panel boards complete with circuit breakers, bus bars cabinets, conductors, relays, residual current devices, indicator lamps and all necessary accessories and ancillary works required in compliance with the tender specifications & drawings :- |  | 0 | 0 | 594489.9987
BRANCH CIRCUIT DISTRIBUTION PANEL BOARDS |  | 0 | 0 | 297244.9994
DB-SS-1 |  | 0 | 0 | 297244.9994
Supply | Nr
Install, Connect and Test | Nr | 52855.5999 | 0 | 297244.9994
IP NETWORK EQUIPMENT |  | 52855.5999 | 10989 | 180544.7996
Supply, install, connect and test of edge distribution rack complete with passive components( patch panels, power strips, ...etc) as specified and indicated in the drawings with all necessary termination, conduits, raceways, patch cords, cables and all necessary accessories required to complete operative system. |  | 52855.5999 | 0 | 116700.1997
Substation 01 Room IT Rack |  | 52855.5999 | 10989 | 63844.5999
Supply | Nr | 52855.5999 | 0 | 52855.5999
Install, connect, and test | Nr | 0 | 10989 | 10989
(28 31 00)-ADDRESSABLE FIRE ALARM SYSTEM |  | 41384.925 | 0 | 94945.4055
Supply, install, connect and test of UL LISTED Repeater fire alarm station 2 no loops complete including conduits, conduit fittings, boxes, wiring up to fire alarm detectors, fixing and all necessary accessories and ancillary works as specified and as shown on the drawings. |  | 41384.925 | 12175.5555 | 53560.4805
Supply | Nr | 41384.925 | 0 | 41384.925
Install, Connect and Test | Nr |  | 12175.5555 | 12175.5555
Supply, install, connect and test of addressable break glass manual station |  | 2630.745 | 263.25 | 8681.985
Supply | Nr | 2630.745 | 0 | 7892.235
Install, Connect and Test | Nr | 0 | 263.25 | 789.75
Supply, install, connect and test of addressable break glass manual station weather proof |  | 7163.1 | 263.25 | 7426.35
Supply | Nr | 7163.1 | 0 | 7163.1
Install, Connect and Test | Nr | 0 | 263.25 | 263.25
Supply, install, connect and test of addressable out door fire alarm siren with flasher |  | 2773.872 | 263.25 | 18222.732
Supply | Nr | 2773.872 | 0 | 16643.232
Install, Connect and Test | Nr | 0 | 263.25 | 1579.5
Supply, install, connect and test of addressable muilti Detector . |  | 4062.015 | 263.25 | 30276.855
Supply | Nr | 4062.015 | 0 | 28434.105
Install, Connect and Test | Nr | 0 | 263.25 | 1842.75
Supply, install, connect and test of addressable control modules. |  | 2201.364 | 182.25 | 4767.228
Supply | Nr | 2201.364 | 0 | 4402.728
Install, Connect and Test | Nr | 0 | 182.25 | 364.5
Supply, install, connect and test of addressable monitor modules. |  | 0 | 0
Supply | Nr | 1485.729 | 0 | 2971.458
Install, Connect and Test | Nr | 0 | 182.25 | 364.5
Supply, install, connect and test of fire alarm circuits serving the shown detectors and connecting between main and repeaters fire alarm stations complete with duct banks, raceways & raceways supports. The works may include excavation in different soils & backfilling complete with inspection manholes / handholes |  | 32713.4362 | 0 | 32713.4362
Supply | LS | 32713.4362 | 0 | 32713.4362
Install, Connect and Test | LS | 0 | 0 | 0
(28 23 00)-CCTV SYSTEM |  | 16534.8 | 8016.3261 | 262548.2088
Supplying, installing, connecting and testing the follwing items including cabling, fire retardant PVC conduits, conduit fittings back to related switches and all necessary accessories and ancillary materials and works required for complete installation as specified and as indicated on the drawings. |  | 16534.8 | 0 | 164343.7044
INDOOR IP- CCTV SURVEILLANCE CAMERA |  | 16534.8 | 8016.3261 | 98204.5044
Supply | Nr | 16534.8 | 0 | 66139.2
Install, Connect and Test | Nr | 0 | 8016.3261 | 32065.3044
VO(101) PANEL BOARDS |  | 116352.68 | 3016.52 | 355091.08
Supply& install ,test & handing over the following panel boareds with circuit breakers bus bars cabinets indicatore lamps and all necessary |  | 116352.68 | 0 | 235721.88
SMDB- TOWER |  | 116352.68 | 3016.52 | 119369.2
Supply | Nr | 116352.68 |  | 116352.68
install. Connect ,test | Nr |  | 3016.52 | 3016.52
SMDB-1 |  | 201531.4 | 16577.3 | 218108.7
Supply | Nr | 201531.4 |  | 201531.4
install. Connect ,test | Nr |  | 16577.3 | 16577.3
SMDB-2 |  | 245345.6 | 15487.73 | 260833.33
Supply | Nr | 245345.6 |  | 245345.6
install. Connect ,test | Nr |  | 15487.73 | 15487.73
SFD-PUMP-ROOM |  | 194155.59 | 11448.12 | 205603.71
Supply | Nr | 194155.59 |  | 194155.59
install. Connect ,test | Nr |  | 11448.12 | 11448.12
SFD-FIRE-PUMP |  | 1039273.62 | 22523.77 | 1061797.39
Supply | Nr | 1039273.62 |  | 1039273.62
install. Connect ,test | Nr |  | 22523.77 | 22523.77
Vo #110( CCTV& WI FI) |  | 15617.8935 | 2149.3418 | 1329961.464
Supply, install, connect and test the following Telecom / Data system outlets complete including wiring devices, conduits, conduit fittings, UTP Cat 6A cabling between the outlets to the respective access switches, earthing complete including plaster rings, wiring, earthing terminations, socket plate, cover, plugs, and all necessary accessories and ancillary works for a complete system. |  | 15617.8935 | 0 | 868013.3475
IP Outlet for CCTV |  | 15617.8935 | 2149.3418 | 461948.1165
Supply | 26 | 15617.8935 |  | 406065.231
Install & Test | 26 |  | 2149.3418 | 55882.8855
IP Outlet for Wifi |  | 9421.664 | 2039.3438 | 183376.1246
Supply | 16 | 9421.664 |  | 150746.6246
Install & Test | 16 |  | 2039.3438 | 32629.5
IP NETWORK EQUIPMENT |  | 171398.5469 | 4599.2812 | 523394.2032
Supply, install, connect and test of edge distribution rack complete with passive components (patch panels, power strips, ...etc) as specified and indicated in the drawings with all necessary termination, conduits, raceways, patch cords, cables and all necessary accessories required to complete operative system. |  | 171398.5469 | 0 | 347396.3751
IT RACK External-1 (Industrial Rack) |  | 171398.5469 | 4599.2812 | 175997.8282
Supply | 1 | 171398.5469 |  | 171398.5469
Install & Test | 1 |  | 4599.2812 | 4599.2812
IT RACK External-2 (Industrial Rack) |  | 171263.5469 | 4599.2812 | 175862.8282
Supply | 1 | 171263.5469 |  | 171263.5469
Install & Test | 1 |  | 4599.2812 | 4599.2812
IT RACK External-3(Industrial Rack) |  | 171263.5469 | 5148.5625 | 176412.1094
Supply | 1 | 171263.5469 |  | 171263.5469
Install & Test | 1 |  | 5148.5625 | 5148.5625
IT RACK External-3.1 (Industrial Rack) (At Main Shed) |  | 145158.5969 | 4599.2812 | 149757.8782
Supply | 1 | 145158.5969 |  | 145158.5969
Install & Test | 1 |  | 4599.2812 | 4599.2812
Supply, install, connect and test 12-core single mode fiber optic cables. The item shall include raceways, fiber cable pulling , accessories and ancillary works. The works shall be complete as per the project drawings. (from main shed rack to additional external racks) |  | 194.4924 | 75.5638 | 378078.705
Supply | 1400 | 194.4924 |  | 272289.33
Install & Test | 1400 |  | 75.5638 | 105789.375
DIVISION 28 - ELECTRONIC SAFETY AND SECURITY |  | 377730 | 0 | 1938363.75
28 23 00 - CCTV SYSTEM |  | 377730 | 16571.25 | 1166332.5
Supplying, installing, connecting and testing the following items including cabling, fire retardant PVC conduits, conduit fittings back to related switches and all necessary accessories and ancillary materials and works required for complete installation as specified and as indicated on the drawings. |  | 377730 | 0 | 772031.25
Supply, install, connect and test CCTV system complete including all necessary accessories and ancillary works as specified in the technical specification in order to provide a complete system The item shall be complete with the specified NVR, PC computer with LCD monitors & software to identify the system on the PC. |  | 377730 | 16571.25 | 394301.25
Supply | 1 | 377730 |  | 377730
Install, Connect and Test | 1 |  | 16571.25 | 16571.25
Indoor IP CCTV Surveillance Camera (Ceiling mounted) |  | 16602.3 | 708.75 | 190421.55
Supply | 11 | 16602.3 |  | 182625.3
Install & Test | 11 |  | 708.75 | 7796.25
Indoor IP CCTV Surveillance Camera (Wall mounted) |  | 19372.5 | 675 | 20047.5
Supply | 1 | 19372.5 |  | 19372.5
Install & Test | 1 |  | 675 | 675
Outdoor IP CCTV Surveillance Camera |  | 17987.4 | 978.75 | 265526.1
Supply | 14 | 17987.4 |  | 251823.6
Install & Test | 14 |  | 978.75 | 13702.5
Supply, install, test and put into operation cable trays & Ladders system, complete with covers, accessories and all related ancillary works |  | 1016.8848 | 0 | 678305.88
Cable Ladder 60X10 |  | 1016.8848 | 227.25 | 373240.44
Supply | 300 | 1016.8848 | 0 | 305065.44
Install | 300 | 0 | 227.25 | 68175
MCC-5 |  | 957246.84 | 9715.1273 | 966961.9673
Supply | 1 | 957246.84 | 0 | 957246.84
install, test & | 1 | 0 | 9715.1273 | 9715.1273
Supply, install, test & hand-over the following panel boards complete with circuit breakers, bus bars cabinets, conductors, relays, residual current devices, indicator lamps and all necessary accessories and ancillary works required in compliance with the tender specifications & drawings. |  | 442685.6088 | 0 | 885371.2177
MCC-1 |  | 442685.6088 | 0 | 442685.6088
Supply | 1 | 442685.6088 | 0 | 442685.6088
install, test & | 1 | 3441.96 | 0 | 0
MCC-2 |  | 404281.2951 | 0 | 404281.2951
Supply | 1 | 404281.2951 | 0 | 404281.2951
install, test & | 1 | 3441.96 | 0 | 0
MCC-3 |  | 397487.0564 | 0 | 397487.0564
Supply | 1 | 397487.0564 | 0 | 397487.0564
install, test & | 1 | 3441.96 | 0 | 0
MCC-4 |  | 313065.0267 | 0 | 313065.0267
Supply | 1 | 313065.0267 | 0 | 313065.0267
install, test & | 1 | 11767.1292 | 0 | 0
Dismantle , Re-Install, test & hand-over light fixtures including all lamps & all mounting devices and brackets in compliance with the drawings :- |  | 540 | 0 | 418204.5552
Lighting Fixtures |  | 540 | 0 | 288604.5552
Dismantle , Re-Install, Connect and Test | 240 | 540 | 0 | 129600
Modify Losses Impact |  | 79502.2776 | 0 | 159004.5552
DB-AD-GR-01 |  | 79502.2776 | 0 | 79502.2776
Modification on DB-AD-GR-01 | 1 | 79502.2776 | 0 | 79502.2776
EDB-AD-GR-01 |  | 0 | 0 | 0
Modification on EDB-AD-GR-01 | 1 | 55662.0903 | 0 | 55662.0903
EPP-AD-GR-01 |  | 0 | 0 | 0
Modification on EPP-AD-GR-01 | 1 | 46913.691 | 0 | 46913.691
EPP-WH-GR-01 |  | 0 | 0 | 0
Modification on EPP-WH-GR-01 | 1 | 32600.991 | 0 | 32600.991
DB-AD-F-01 |  | 0 | 0 | 0
Modification on DB-AD-F-01 | 1 | 51684.591 | 0 | 51684.591
PP-AD-GR-01 |  | 0 | 0 | 0
Modification on PP-AD-GR-01 | 1 | 40552.65 | 0 | 40552.65
EPP-WH-GR-02 |  | 0 | 0 | 0
Modification on EPP-WH-GR-02 | 1 | 1590.141 | 0 | 1590.141
PP-WH-GR-01 |  | 0 | 0 | 0
Modification on PP-WH-GR-01 | 1 | 278302.341 | 0 | 278302.341
EMAS VO | 1 | 769500 | 0 | 769500
Supply, install, connect and test copper busway complete with all necessary accessories and ancillary works required as specified and as shown on drawings. |  | 0 | 0
Copper busway 4000A complete with all necessary accessories and ancillary works required as specified and as shown on drawings. |  | 0 | 0
Supply | 9 | 0 | 0 | 0
Install, Connect and Test | 9 | 0 | 0 | 0